## Sheet1
ifc_N1 | ifc_N2 | ifc_N3 | ifc_N4 | ifc_N5 | ifc_N6 | ifc_N7 | ifc_N8 | Enum_ENU | Enum_BRA | Classes_IFC | Rvt_Cat_01 | Rvt_Cat_02 | Rvt_Cat_03 | Rvt_Cat_04 | Rvt_Cat_05 | Rvt_Cat_06 | Rvt_Cat_07 | Rvt_Cat_08 | Rvt_Cat_09 | Rvt_Cat_10
ifcObjectDefinition | ifcObject | ifcProduct | ifcElement | ifcDistributionElement | ifcDistributionControlElement | ifcActuator |  | ELECTRICACTUATOR | atuador elétrico | atuadores | OST_MechanicalControlDevices
ifcObjectDefinition | ifcObject | ifcProduct | ifcElement | ifcDistributionElement | ifcDistributionControlElement | ifcActuator |  | HANDOPERATEDACTUATOR | atuador manual | atuadores | OST_MechanicalControlDevices
ifcObjectDefinition | ifcObject | ifcProduct | ifcElement | ifcDistributionElement | ifcDistributionControlElement | ifcActuator |  | HYDRAULICACTUATOR | atuador hidráulico | atuadores | OST_MechanicalControlDevices
ifcObjectDefinition | ifcObject | ifcProduct | ifcElement | ifcDistributionElement | ifcDistributionControlElement | ifcActuator |  | PNEUMATICACTUATOR | atuador pneumático | atuadores | OST_MechanicalControlDevices
ifcObjectDefinition | ifcObject | ifcProduct | ifcElement | ifcDistributionElement | ifcDistributionControlElement | ifcActuator |  | THERMOSTATICACTUATOR | atuador termostato | atuadores | OST_MechanicalControlDevices
ifcObjectDefinition | ifcObject | ifcProduct | ifcElement | ifcDistributionElement | ifcDistributionControlElement | ifcActuator |  | USERDEFINED | definido pelo usuário | atuadores | OST_MechanicalControlDevices
ifcObjectDefinition | ifcObject | ifcProduct | ifcElement | ifcDistributionElement | ifcDistributionControlElement | ifcActuator |  | NOTDEFINED | não definido | atuadores | OST_MechanicalControlDevices
ifcObjectDefinition | ifcObject | ifcProduct | ifcElement | ifcDistributionElement | ifcDistributionControlElement | ifcAIarm |  | Enum_ENU | Enum_BRA | Tipo_BRA
ifcObjectDefinition | ifcObject | ifcProduct | ifcElement | ifcDistributionElement | ifcDistributionControlElement | ifcAIarm |  | BELL | campainha | alarmes | OST_SecurityDevices
ifcObjectDefinition | ifcObject | ifcProduct | ifcElement | ifcDistributionElement | ifcDistributionControlElement | ifcAIarm |  | BREAKGLASSBUTTON | alarme com botão de acionamento | alarmes | OST_SecurityDevices
ifcObjectDefinition | ifcObject | ifcProduct | ifcElement | ifcDistributionElement | ifcDistributionControlElement | ifcAIarm |  | LIGHT | alarme lumínico | alarmes | OST_SecurityDevices
ifcObjectDefinition | ifcObject | ifcProduct | ifcElement | ifcDistributionElement | ifcDistributionControlElement | ifcAIarm |  | MANUALPULLBOX | alarme manual | alarmes | OST_SecurityDevices
ifcObjectDefinition | ifcObject | ifcProduct | ifcElement | ifcDistributionElement | ifcDistributionControlElement | ifcAIarm |  | SIREN | sirene | alarmes | OST_SecurityDevices
ifcObjectDefinition | ifcObject | ifcProduct | ifcElement | ifcDistributionElement | ifcDistributionControlElement | ifcAIarm |  | WHISTLE | apito | alarmes | OST_SecurityDevices
ifcObjectDefinition | ifcObject | ifcProduct | ifcElement | ifcDistributionElement | ifcDistributionControlElement | ifcAIarm |  | USERDEFINED | definido pelo usuário | alarmes | OST_SecurityDevices
ifcObjectDefinition | ifcObject | ifcProduct | ifcElement | ifcDistributionElement | ifcDistributionControlElement | ifcAIarm |  | NOTDEFINED | não definido | alarmes | OST_SecurityDevices
ifcObjectDefinition | ifcObject | ifcProduct | ifcElement | ifcDistributionElement | ifcDistributionFlowElement | ifcFlowTerminal | ifcAirTerminaI | Enum_ENU | Enum_BRA | Tipo_BRA
ifcObjectDefinition | ifcObject | ifcProduct | ifcElement | ifcDistributionElement | ifcDistributionFlowElement | ifcFlowTerminal | ifcAirTerminaI | DIFFUSER | difussor | terminal de fluídos HVAC | OST_DuctTerminal
ifcObjectDefinition | ifcObject | ifcProduct | ifcElement | ifcDistributionElement | ifcDistributionFlowElement | ifcFlowTerminal | ifcAirTerminaI | GRILLE | grelha | terminal de fluídos HVAC | OST_DuctTerminal
ifcObjectDefinition | ifcObject | ifcProduct | ifcElement | ifcDistributionElement | ifcDistributionFlowElement | ifcFlowTerminal | ifcAirTerminaI | LOUVRE | de aletas | terminal de fluídos HVAC | OST_DuctTerminal
ifcObjectDefinition | ifcObject | ifcProduct | ifcElement | ifcDistributionElement | ifcDistributionFlowElement | ifcFlowTerminal | ifcAirTerminaI | REGISTER | registro | terminal de fluídos HVAC | OST_DuctTerminal
ifcObjectDefinition | ifcObject | ifcProduct | ifcElement | ifcDistributionElement | ifcDistributionFlowElement | ifcFlowTerminal | ifcAirTerminaI | USERDEFINED | definido pelo usuário | terminal de fluídos HVAC | OST_DuctTerminal
ifcObjectDefinition | ifcObject | ifcProduct | ifcElement | ifcDistributionElement | ifcDistributionFlowElement | ifcFlowTerminal | ifcAirTerminaI | NOTDEFINED | não definido | terminal de fluídos HVAC | OST_DuctTerminal
ifcObjectDefinition | ifcObject | ifcProduct | ifcElement | ifcDistributionElement | ifcDistributionFlowElement | ifcFlowController | ifcAirTerminaIBox | Enum_ENU | Enum_BRA | Tipo_BRA
ifcObjectDefinition | ifcObject | ifcProduct | ifcElement | ifcDistributionElement | ifcDistributionFlowElement | ifcFlowController | ifcAirTerminaIBox | CONSTANTFLOW | fluxo constante | terminal de fluídos HVAC | OST_DuctTerminal
ifcObjectDefinition | ifcObject | ifcProduct | ifcElement | ifcDistributionElement | ifcDistributionFlowElement | ifcFlowController | ifcAirTerminaIBox | VARIABLEFLOWPRESSUREDEPENDANT | fluxo de pressão variável | terminal de fluídos HVAC | OST_DuctTerminal
ifcObjectDefinition | ifcObject | ifcProduct | ifcElement | ifcDistributionElement | ifcDistributionFlowElement | ifcFlowController | ifcAirTerminaIBox | VARIABLEFLOWPRESSUREINDEPENDANT |  | terminal de fluídos HVAC | OST_DuctTerminal
ifcObjectDefinition | ifcObject | ifcProduct | ifcElement | ifcDistributionElement | ifcDistributionFlowElement | ifcFlowController | ifcAirTerminaIBox | USERDEFINED | definido pelo usuário | terminal de fluídos HVAC | OST_DuctTerminal
ifcObjectDefinition | ifcObject | ifcProduct | ifcElement | ifcDistributionElement | ifcDistributionFlowElement | ifcFlowController | ifcAirTerminaIBox | NOTDEFINED | não definido | terminal de fluídos HVAC | OST_DuctTerminal
ifcObjectDefinition | ifcObject | ifcProduct | ifcElement | ifcDistributionElement | ifcDistributionFlowElement | ifcEnergyConversionDevice | ifcAirToAirHeatRecovery | Enum_ENU | Enum_BRA | Tipo_BRA
ifcObjectDefinition | ifcObject | ifcProduct | ifcElement | ifcDistributionElement | ifcDistributionFlowElement | ifcEnergyConversionDevice | ifcAirToAirHeatRecovery | FIXEDPLATECOUNTERFLOWEXCHANGER |  | recuperador de calor Ar-Ar | OST_MechanicalEquipment
ifcObjectDefinition | ifcObject | ifcProduct | ifcElement | ifcDistributionElement | ifcDistributionFlowElement | ifcEnergyConversionDevice | ifcAirToAirHeatRecovery | FIXEDPLATECROSSFLOWEXCHANGER |  | recuperador de calor Ar-Ar | OST_MechanicalEquipment
ifcObjectDefinition | ifcObject | ifcProduct | ifcElement | ifcDistributionElement | ifcDistributionFlowElement | ifcEnergyConversionDevice | ifcAirToAirHeatRecovery | FIXEDPLATEPARALLELFLOWEXCHANGER |  | recuperador de calor Ar-Ar | OST_MechanicalEquipment
ifcObjectDefinition | ifcObject | ifcProduct | ifcElement | ifcDistributionElement | ifcDistributionFlowElement | ifcEnergyConversionDevice | ifcAirToAirHeatRecovery | HEATPIPE |  | recuperador de calor Ar-Ar | OST_MechanicalEquipment
ifcObjectDefinition | ifcObject | ifcProduct | ifcElement | ifcDistributionElement | ifcDistributionFlowElement | ifcEnergyConversionDevice | ifcAirToAirHeatRecovery | ROTARYWHEEL |  | recuperador de calor Ar-Ar | OST_MechanicalEquipment
ifcObjectDefinition | ifcObject | ifcProduct | ifcElement | ifcDistributionElement | ifcDistributionFlowElement | ifcEnergyConversionDevice | ifcAirToAirHeatRecovery | RUNAROUNDCOILLOOP |  | recuperador de calor Ar-Ar | OST_MechanicalEquipment
ifcObjectDefinition | ifcObject | ifcProduct | ifcElement | ifcDistributionElement | ifcDistributionFlowElement | ifcEnergyConversionDevice | ifcAirToAirHeatRecovery | THERMOSIPHONCOILTYPEHEATEXCHANGERS |  | recuperador de calor Ar-Ar | OST_MechanicalEquipment
ifcObjectDefinition | ifcObject | ifcProduct | ifcElement | ifcDistributionElement | ifcDistributionFlowElement | ifcEnergyConversionDevice | ifcAirToAirHeatRecovery | THERMOSIPHONSEALEDTUBEHEATEXCHANGERS |  | recuperador de calor Ar-Ar | OST_MechanicalEquipment
ifcObjectDefinition | ifcObject | ifcProduct | ifcElement | ifcDistributionElement | ifcDistributionFlowElement | ifcEnergyConversionDevice | ifcAirToAirHeatRecovery | TWINTOWERENTHALPYRECOVERYLOOPS |  | recuperador de calor Ar-Ar | OST_MechanicalEquipment
ifcObjectDefinition | ifcObject | ifcProduct | ifcElement | ifcDistributionElement | ifcDistributionFlowElement | ifcEnergyConversionDevice | ifcAirToAirHeatRecovery | USERDEFINED | definido pelo usuário | recuperador de calor Ar-Ar | OST_MechanicalEquipment
ifcObjectDefinition | ifcObject | ifcProduct | ifcElement | ifcDistributionElement | ifcDistributionFlowElement | ifcEnergyConversionDevice | ifcAirToAirHeatRecovery | NOTDEFINED | não definido | recuperador de calor Ar-Ar | OST_MechanicalEquipment
ifcObjectDefinition | ifcObject | ifcProduct | ifcElement | ifcDistributionElement | ifcDistributionFlowElement | ifcFlowTerminal | ifcAudioVisuaIAppIiance | Enum_ENU | Enum_BRA | Tipo_BRA
ifcObjectDefinition | ifcObject | ifcProduct | ifcElement | ifcDistributionElement | ifcDistributionFlowElement | ifcFlowTerminal | ifcAudioVisuaIAppIiance | AMPLIFIER | amplificador | aparelho audiovisual | OST_AudioVisualDevices
ifcObjectDefinition | ifcObject | ifcProduct | ifcElement | ifcDistributionElement | ifcDistributionFlowElement | ifcFlowTerminal | ifcAudioVisuaIAppIiance | CAMERA | câmera | aparelho audiovisual | OST_AudioVisualDevices
ifcObjectDefinition | ifcObject | ifcProduct | ifcElement | ifcDistributionElement | ifcDistributionFlowElement | ifcFlowTerminal | ifcAudioVisuaIAppIiance | DISPLAY | monitor | aparelho audiovisual | OST_AudioVisualDevices
ifcObjectDefinition | ifcObject | ifcProduct | ifcElement | ifcDistributionElement | ifcDistributionFlowElement | ifcFlowTerminal | ifcAudioVisuaIAppIiance | MICROPHONE | microfone | aparelho audiovisual | OST_AudioVisualDevices
ifcObjectDefinition | ifcObject | ifcProduct | ifcElement | ifcDistributionElement | ifcDistributionFlowElement | ifcFlowTerminal | ifcAudioVisuaIAppIiance | PLAYER | consola | aparelho audiovisual | OST_AudioVisualDevices
ifcObjectDefinition | ifcObject | ifcProduct | ifcElement | ifcDistributionElement | ifcDistributionFlowElement | ifcFlowTerminal | ifcAudioVisuaIAppIiance | PROJECTOR | projetor | aparelho audiovisual | OST_AudioVisualDevices
ifcObjectDefinition | ifcObject | ifcProduct | ifcElement | ifcDistributionElement | ifcDistributionFlowElement | ifcFlowTerminal | ifcAudioVisuaIAppIiance | RECEIVER | receptor | aparelho audiovisual | OST_AudioVisualDevices
ifcObjectDefinition | ifcObject | ifcProduct | ifcElement | ifcDistributionElement | ifcDistributionFlowElement | ifcFlowTerminal | ifcAudioVisuaIAppIiance | SPEAKER | parlante | aparelho audiovisual | OST_AudioVisualDevices
ifcObjectDefinition | ifcObject | ifcProduct | ifcElement | ifcDistributionElement | ifcDistributionFlowElement | ifcFlowTerminal | ifcAudioVisuaIAppIiance | SWITCHER | equalizador | aparelho audiovisual | OST_AudioVisualDevices
ifcObjectDefinition | ifcObject | ifcProduct | ifcElement | ifcDistributionElement | ifcDistributionFlowElement | ifcFlowTerminal | ifcAudioVisuaIAppIiance | TELEPHONE | telefone | aparelho audiovisual | OST_TelephoneDevices
ifcObjectDefinition | ifcObject | ifcProduct | ifcElement | ifcDistributionElement | ifcDistributionFlowElement | ifcFlowTerminal | ifcAudioVisuaIAppIiance | TUNER | tuner | aparelho audiovisual | OST_AudioVisualDevices
ifcObjectDefinition | ifcObject | ifcProduct | ifcElement | ifcDistributionElement | ifcDistributionFlowElement | ifcFlowTerminal | ifcAudioVisuaIAppIiance | USERDEFINED | definido pelo usuário | aparelho audiovisual | OST_AudioVisualDevices
ifcObjectDefinition | ifcObject | ifcProduct | ifcElement | ifcDistributionElement | ifcDistributionFlowElement | ifcFlowTerminal | ifcAudioVisuaIAppIiance | NOTDEFINED | não definido | aparelho audiovisual | OST_AudioVisualDevices
ifcObjectDefinition | ifcObject | ifcProduct | ifcElement | ifcBuildingElement | ifcBeam |  |  | Enum_ENU | Enum_BRA | Tipo_BRA
ifcObjectDefinition | ifcObject | ifcProduct | ifcElement | ifcBuildingElement | ifcBeam |  |  | BEAM | viga | vigas | OST_StructuralFraming
ifcObjectDefinition | ifcObject | ifcProduct | ifcElement | ifcBuildingElement | ifcBeam |  |  | HOLLOWCORE | tubular | vigas | OST_StructuralFraming
ifcObjectDefinition | ifcObject | ifcProduct | ifcElement | ifcBuildingElement | ifcBeam |  |  | JOIST | secundária | vigas | OST_StructuralFraming
ifcObjectDefinition | ifcObject | ifcProduct | ifcElement | ifcBuildingElement | ifcBeam |  |  | LINTEL | verga | vigas | OST_StructuralFraming
ifcObjectDefinition | ifcObject | ifcProduct | ifcElement | ifcBuildingElement | ifcBeam |  |  | SPANDREL | perimetral | vigas | OST_StructuralFraming
ifcObjectDefinition | ifcObject | ifcProduct | ifcElement | ifcBuildingElement | ifcBeam |  |  | T BEAM | vigaT | vigas | OST_StructuralFraming
ifcObjectDefinition | ifcObject | ifcProduct | ifcElement | ifcBuildingElement | ifcBeam |  |  | USERDEFINED | definido pelo usuário | vigas | OST_StructuralFraming
ifcObjectDefinition | ifcObject | ifcProduct | ifcElement | ifcBuildingElement | ifcBeam |  |  | NOTDEFINED | não definido | vigas | OST_StructuralFraming
ifcObjectDefinition | ifcObject | ifcProduct | ifcElement | ifcDistributionElement | ifcDistributionFlowElement | ifcEnergyConversionDevice | ifcBoiIer | Enum_ENU | Enum_BRA | Tipo_BRA
ifcObjectDefinition | ifcObject | ifcProduct | ifcElement | ifcDistributionElement | ifcDistributionFlowElement | ifcEnergyConversionDevice | ifcBoiIer | STEAM | vapor alta pressão | boiler | OST_MechanicalEquipment
ifcObjectDefinition | ifcObject | ifcProduct | ifcElement | ifcDistributionElement | ifcDistributionFlowElement | ifcEnergyConversionDevice | ifcBoiIer | WATER | de água | boiler | OST_MechanicalEquipment
ifcObjectDefinition | ifcObject | ifcProduct | ifcElement | ifcDistributionElement | ifcDistributionFlowElement | ifcEnergyConversionDevice | ifcBoiIer | USERDEFINED | definido pelo usuário | boiler | OST_MechanicalEquipment
ifcObjectDefinition | ifcObject | ifcProduct | ifcElement | ifcDistributionElement | ifcDistributionFlowElement | ifcEnergyConversionDevice | ifcBoiIer | NOTDEFINED | não definido | boiler | OST_MechanicalEquipment
ifcObjectDefinition | ifcObject | ifcProduct | ifcElement | ifcBuildingElementComponent | ifcBuiIdingEIementPart |  |  | Enum_ENU | Enum_BRA | Tipo_BRA
ifcObjectDefinition | ifcObject | ifcProduct | ifcElement | ifcBuildingElementComponent | ifcBuiIdingEIementPart |  |  | INSULATION | isolamento | componente | OST_WallsInsulation
ifcObjectDefinition | ifcObject | ifcProduct | ifcElement | ifcBuildingElementComponent | ifcBuiIdingEIementPart |  |  | PRECASTPANEL | prefabricado | componente
ifcObjectDefinition | ifcObject | ifcProduct | ifcElement | ifcBuildingElementComponent | ifcBuiIdingEIementPart |  |  | USERDEFINED | definido pelo usuário | componente
ifcObjectDefinition | ifcObject | ifcProduct | ifcElement | ifcBuildingElementComponent | ifcBuiIdingEIementPart |  |  | NOTDEFINED | não definido | componente
ifcObjectDefinition | ifcObject | ifcProduct | ifcElement | ifcBuildingElement | ifcBuildingElement | ifcBuiIdingEIementProxy |  | Enum_ENU | Enum_BRA | Tipo_BRA
ifcObjectDefinition | ifcObject | ifcProduct | ifcElement | ifcBuildingElement | ifcBuildingElement | ifcBuiIdingEIementProxy |  | PROVISIONFORSPACE | previsão_de_espaço | proxy | OST_Rooms | OST_MEPSpaces | OST_MEPSpacesReference | OST_MEPSpaceInteriorFill | OST_AnalyticSpaces
ifcObjectDefinition | ifcObject | ifcProduct | ifcElement | ifcBuildingElement | ifcBuildingElement | ifcBuiIdingEIementProxy |  | PROVISIONFORVOID | previsão_de_vazio | proxy | OST_Rooms | OST_MEPSpaces | OST_MEPSpacesReference | OST_MEPSpaceInteriorFill | OST_AnalyticSpaces
ifcObjectDefinition | ifcObject | ifcProduct | ifcElement | ifcBuildingElement | ifcBuildingElement | ifcBuiIdingEIementProxy |  | USERDEFINED | definido pelo usuário | proxy | OST_Rooms | OST_MEPSpaces | OST_MEPSpacesReference | OST_MEPSpaceInteriorFill | OST_AnalyticSpaces
ifcObjectDefinition | ifcObject | ifcProduct | ifcElement | ifcBuildingElement | ifcBuildingElement | ifcBuiIdingEIementProxy |  | NOTDEFINED | não definido | proxy | OST_Rooms | OST_MEPSpaces | OST_MEPSpacesReference | OST_MEPSpaceInteriorFill | OST_AnalyticSpaces
ifcObjectDefinition | ifcObject | ifcGroup | ifcSystem | ifcBuiIdingSystem |  |  |  | Enum_ENU | Enum_BRA | Tipo_BRA
ifcObjectDefinition | ifcObject | ifcGroup | ifcSystem | ifcBuiIdingSystem |  |  |  | FENESTRATION | aberturas | sistema | OST_WindowsOpeningCut
ifcObjectDefinition | ifcObject | ifcGroup | ifcSystem | ifcBuiIdingSystem |  |  |  | FOUNDATION | fundações | sistema | OST_StructuralFramingOpening
ifcObjectDefinition | ifcObject | ifcGroup | ifcSystem | ifcBuiIdingSystem |  |  |  | LOADBEARING | estrutural | sistema | OST_BridgeBearings | OST_Loads | OST_LoadCases
ifcObjectDefinition | ifcObject | ifcGroup | ifcSystem | ifcBuiIdingSystem |  |  |  | OUTERSHELL | envoltoria | sistema | OST_MassExteriorWall | OST_MassGlazing | OST_MassRoof
ifcObjectDefinition | ifcObject | ifcGroup | ifcSystem | ifcBuiIdingSystem |  |  |  | SHADING | sobreamento | sistema | OST_Curtain_Systems | OST_CurtainWallPanels | OST_CurtainWallMullions | OST_MassShade
ifcObjectDefinition | ifcObject | ifcGroup | ifcSystem | ifcBuiIdingSystem |  |  |  | TRANSPORT | transporte | sistema
ifcObjectDefinition | ifcObject | ifcGroup | ifcSystem | ifcBuiIdingSystem |  |  |  | USERDEFINED | definido pelo usuário | sistema
ifcObjectDefinition | ifcObject | ifcGroup | ifcSystem | ifcBuiIdingSystem |  |  |  | NOTDEFINED | não definido | sistema
ifcObjectDefinition | ifcObject | ifcProduct | ifcElement | ifcDistributionElement | ifcDistributionFlowElement | ifcEnergyConversionDevice | ifcBurner | Enum_ENU | Enum_BRA | Tipo_BRA
ifcObjectDefinition | ifcObject | ifcProduct | ifcElement | ifcDistributionElement | ifcDistributionFlowElement | ifcEnergyConversionDevice | ifcBurner | USERDEFINED | definido pelo usuário | queimadores | OST_MechanicalEquipment
ifcObjectDefinition | ifcObject | ifcProduct | ifcElement | ifcDistributionElement | ifcDistributionFlowElement | ifcEnergyConversionDevice | ifcBurner | NOTDEFINED | não definido | queimadores | OST_MechanicalEquipment
ifcObjectDefinition | ifcObject | ifcProduct | ifcElement | ifcDistributionElement | ifcDistributionFlowElement | ifcFlowFitting | ifcCabIeCarrierFitting | Enum_ENU | Enum_BRA | Tipo_BRA
ifcObjectDefinition | ifcObject | ifcProduct | ifcElement | ifcDistributionElement | ifcDistributionFlowElement | ifcFlowFitting | ifcCabIeCarrierFitting | BEND | curva | conexão de suportes cabeamento | OST_ConduitFitting
ifcObjectDefinition | ifcObject | ifcProduct | ifcElement | ifcDistributionElement | ifcDistributionFlowElement | ifcFlowFitting | ifcCabIeCarrierFitting | CROSS | cruzeta | conexão de suportes cabeamento | OST_ConduitFitting
ifcObjectDefinition | ifcObject | ifcProduct | ifcElement | ifcDistributionElement | ifcDistributionFlowElement | ifcFlowFitting | ifcCabIeCarrierFitting | REDUCER | redução | conexão de suportes cabeamento | OST_ConduitFitting
ifcObjectDefinition | ifcObject | ifcProduct | ifcElement | ifcDistributionElement | ifcDistributionFlowElement | ifcFlowFitting | ifcCabIeCarrierFitting | TEE | tê | conexão de suportes cabeamento | OST_ConduitFitting
ifcObjectDefinition | ifcObject | ifcProduct | ifcElement | ifcDistributionElement | ifcDistributionFlowElement | ifcFlowFitting | ifcCabIeCarrierFitting | USERDEFINED | definido pelo usuário | conexão de suportes cabeamento | OST_ConduitFitting
ifcObjectDefinition | ifcObject | ifcProduct | ifcElement | ifcDistributionElement | ifcDistributionFlowElement | ifcFlowFitting | ifcCabIeCarrierFitting | NOTDEFINED | não definido | conexão de suportes cabeamento | OST_ConduitFitting
ifcObjectDefinition | ifcObject | ifcProduct | ifcElement | ifcDistributionElement | ifcDistributionFlowElement | ifcFlowSegment | ifcCabIeCarrierSegment | Enum_ENU | Enum_BRA | Tipo_BRA
ifcObjectDefinition | ifcObject | ifcProduct | ifcElement | ifcDistributionElement | ifcDistributionFlowElement | ifcFlowSegment | ifcCabIeCarrierSegment | CABLELADDERSEGMENT | calhas aramadas | segmentos de suporte fiação | OST_CableTrayRun
ifcObjectDefinition | ifcObject | ifcProduct | ifcElement | ifcDistributionElement | ifcDistributionFlowElement | ifcFlowSegment | ifcCabIeCarrierSegment | CABLETRAYSEGMENT | leitos para cabos | segmentos de suporte fiação | OST_CableTrayRun
ifcObjectDefinition | ifcObject | ifcProduct | ifcElement | ifcDistributionElement | ifcDistributionFlowElement | ifcFlowSegment | ifcCabIeCarrierSegment | CABLETRUNKINGSEGMENT | eletrocalha | segmentos de suporte fiação | OST_CableTrayRun
ifcObjectDefinition | ifcObject | ifcProduct | ifcElement | ifcDistributionElement | ifcDistributionFlowElement | ifcFlowSegment | ifcCabIeCarrierSegment | CONDUITSEGMENT | conduite | segmentos de suporte fiação | OST_ConduitRun
ifcObjectDefinition | ifcObject | ifcProduct | ifcElement | ifcDistributionElement | ifcDistributionFlowElement | ifcFlowSegment | ifcCabIeCarrierSegment | USERDEFINED | definido pelo usuário | segmentos de suporte fiação | OST_ConduitRun
ifcObjectDefinition | ifcObject | ifcProduct | ifcElement | ifcDistributionElement | ifcDistributionFlowElement | ifcFlowSegment | ifcCabIeCarrierSegment | NOTDEFINED | não definido | segmentos de suporte fiação | OST_ConduitRun
ifcObjectDefinition | ifcObject | ifcProduct | ifcElement | ifcDistributionElement | ifcDistributionFlowElement | ifcFlowFitting | ifcCabIeFitting | Enum_ENU | Enum_BRA | Tipo_BRA
ifcObjectDefinition | ifcObject | ifcProduct | ifcElement | ifcDistributionElement | ifcDistributionFlowElement | ifcFlowFitting | ifcCabIeFitting | CONNECTOR | conector | conexão de fiação | OST_ConduitFitting
ifcObjectDefinition | ifcObject | ifcProduct | ifcElement | ifcDistributionElement | ifcDistributionFlowElement | ifcFlowFitting | ifcCabIeFitting | ENTRY | entrada | conexão de fiação | OST_ConduitFitting
ifcObjectDefinition | ifcObject | ifcProduct | ifcElement | ifcDistributionElement | ifcDistributionFlowElement | ifcFlowFitting | ifcCabIeFitting | EXIT | saída | conexão de fiação | OST_ConduitFitting
ifcObjectDefinition | ifcObject | ifcProduct | ifcElement | ifcDistributionElement | ifcDistributionFlowElement | ifcFlowFitting | ifcCabIeFitting | JUNCTION | junção | conexão de fiação | OST_ConduitFitting
ifcObjectDefinition | ifcObject | ifcProduct | ifcElement | ifcDistributionElement | ifcDistributionFlowElement | ifcFlowFitting | ifcCabIeFitting | TRANSITION | transição | conexão de fiação | OST_ConduitFitting
ifcObjectDefinition | ifcObject | ifcProduct | ifcElement | ifcDistributionElement | ifcDistributionFlowElement | ifcFlowFitting | ifcCabIeFitting | USERDEFINED | definido pelo usuário | conexão de fiação | OST_ConduitFitting
ifcObjectDefinition | ifcObject | ifcProduct | ifcElement | ifcDistributionElement | ifcDistributionFlowElement | ifcFlowFitting | ifcCabIeFitting | NOTDEFINED | não definido | conexão de fiação | OST_ConduitFitting
ifcObjectDefinition | ifcObject | ifcProduct | ifcElement | ifcDistributionElement | ifcDistributionFlowElement | ifcFlowSegment | ifcCabIeSegment | Enum_ENU | Enum_BRA | Tipo_BRA
ifcObjectDefinition | ifcObject | ifcProduct | ifcElement | ifcDistributionElement | ifcDistributionFlowElement | ifcFlowSegment | ifcCabIeSegment | BUSBARSEGMENT | barramento | segmento de fiação | OST_Conduit
ifcObjectDefinition | ifcObject | ifcProduct | ifcElement | ifcDistributionElement | ifcDistributionFlowElement | ifcFlowSegment | ifcCabIeSegment | CABLESEGMENT | cabo | segmento de fiação | OST_Conduit
ifcObjectDefinition | ifcObject | ifcProduct | ifcElement | ifcDistributionElement | ifcDistributionFlowElement | ifcFlowSegment | ifcCabIeSegment | CONDUCTORSEGMENT | condutor | segmento de fiação | OST_Conduit
ifcObjectDefinition | ifcObject | ifcProduct | ifcElement | ifcDistributionElement | ifcDistributionFlowElement | ifcFlowSegment | ifcCabIeSegment | CORESEGMENT | núcleo do condutor | segmento de fiação | OST_Conduit
ifcObjectDefinition | ifcObject | ifcProduct | ifcElement | ifcDistributionElement | ifcDistributionFlowElement | ifcFlowSegment | ifcCabIeSegment | USERDEFINED | definido pelo usuário | segmento de fiação | OST_Conduit
ifcObjectDefinition | ifcObject | ifcProduct | ifcElement | ifcDistributionElement | ifcDistributionFlowElement | ifcFlowSegment | ifcCabIeSegment | NOTDEFINED | não definido | segmento de fiação | OST_Conduit
ifcObjectDefinition | ifcObject | ifcProduct | ifcElement | ifcDistributionElement | ifcDistributionFlowElement | ifcEnergyConversionDevice | ifcChiIIer | Enum_ENU | Enum_BRA | Tipo_BRA
ifcObjectDefinition | ifcObject | ifcProduct | ifcElement | ifcDistributionElement | ifcDistributionFlowElement | ifcEnergyConversionDevice | ifcChiIIer | AIRCOOLED | ar de resfriamento | chillers | OST_MechanicalEquipment
ifcObjectDefinition | ifcObject | ifcProduct | ifcElement | ifcDistributionElement | ifcDistributionFlowElement | ifcEnergyConversionDevice | ifcChiIIer | HEATRECOVERY | retorno | chillers | OST_MechanicalEquipment
ifcObjectDefinition | ifcObject | ifcProduct | ifcElement | ifcDistributionElement | ifcDistributionFlowElement | ifcEnergyConversionDevice | ifcChiIIer | WATERCOOLED | água de resfriamento | chillers | OST_MechanicalEquipment
ifcObjectDefinition | ifcObject | ifcProduct | ifcElement | ifcDistributionElement | ifcDistributionFlowElement | ifcEnergyConversionDevice | ifcChiIIer | USERDEFINED | definido pelo usuário | chillers | OST_MechanicalEquipment
ifcObjectDefinition | ifcObject | ifcProduct | ifcElement | ifcDistributionElement | ifcDistributionFlowElement | ifcEnergyConversionDevice | ifcChiIIer | NOTDEFINED | não definido | chillers | OST_MechanicalEquipment
ifcObjectDefinition | ifcObject | ifcProduct | ifcElement | ifcBuildingElement | ifcChimney |  |  | Enum_ENU | Enum_BRA | Tipo_BRA
ifcObjectDefinition | ifcObject | ifcProduct | ifcElement | ifcBuildingElement | ifcChimney |  |  | USERDEFINED | definido pelo usuário | chaminês | OST_MechanicalEquipment
ifcObjectDefinition | ifcObject | ifcProduct | ifcElement | ifcBuildingElement | ifcChimney |  |  | NOTDEFINED | não definido | chaminês | OST_MechanicalEquipment
ifcObjectDefinition | ifcObject | ifcProduct | ifcElement | ifcDistributionElement | ifcDistributionFlowElement | ifcEnergyConversionDevice | ifcCoiI | Enum_ENU | Enum_BRA | Tipo_BRA
ifcObjectDefinition | ifcObject | ifcProduct | ifcElement | ifcDistributionElement | ifcDistributionFlowElement | ifcEnergyConversionDevice | ifcCoiI | DXCOOLINGCOIL | DX | serpentinas | OST_MechanicalEquipment
ifcObjectDefinition | ifcObject | ifcProduct | ifcElement | ifcDistributionElement | ifcDistributionFlowElement | ifcEnergyConversionDevice | ifcCoiI | ELECTRICHEATINGCOIL | resistência elétrica | serpentinas | OST_MechanicalEquipment
ifcObjectDefinition | ifcObject | ifcProduct | ifcElement | ifcDistributionElement | ifcDistributionFlowElement | ifcEnergyConversionDevice | ifcCoiI | GASHEATINGCOIL | serpentina de gás | serpentinas | OST_MechanicalEquipment
ifcObjectDefinition | ifcObject | ifcProduct | ifcElement | ifcDistributionElement | ifcDistributionFlowElement | ifcEnergyConversionDevice | ifcCoiI | HYDRONICCOIL | de água | serpentinas | OST_MechanicalEquipment
ifcObjectDefinition | ifcObject | ifcProduct | ifcElement | ifcDistributionElement | ifcDistributionFlowElement | ifcEnergyConversionDevice | ifcCoiI | STEAMHEATINGCOIL | de vapor | serpentinas | OST_MechanicalEquipment
ifcObjectDefinition | ifcObject | ifcProduct | ifcElement | ifcDistributionElement | ifcDistributionFlowElement | ifcEnergyConversionDevice | ifcCoiI | WATERCOOLINGCOIL | de água fria | serpentinas | OST_MechanicalEquipment
ifcObjectDefinition | ifcObject | ifcProduct | ifcElement | ifcDistributionElement | ifcDistributionFlowElement | ifcEnergyConversionDevice | ifcCoiI | WATERHEATINGCOIL | de água quente | serpentinas | OST_MechanicalEquipment
ifcObjectDefinition | ifcObject | ifcProduct | ifcElement | ifcDistributionElement | ifcDistributionFlowElement | ifcEnergyConversionDevice | ifcCoiI | USERDEFINED | definido pelo usuário | serpentinas | OST_MechanicalEquipment
ifcObjectDefinition | ifcObject | ifcProduct | ifcElement | ifcDistributionElement | ifcDistributionFlowElement | ifcEnergyConversionDevice | ifcCoiI | NOTDEFINED | não definido | serpentinas | OST_MechanicalEquipment
ifcObjectDefinition | ifcObject | ifcProduct | ifcElement | ifcBuildingElement | ifcCoIumn | ifcCoIumnStandardCase |  | Enum_ENU | Enum_BRA | Tipo_BRA
ifcObjectDefinition | ifcObject | ifcProduct | ifcElement | ifcBuildingElement | ifcCoIumn | ifcCoIumnStandardCase |  | USERDEFINED | definido pelo usuário | colunas | OST_StructuralColumns
ifcObjectDefinition | ifcObject | ifcProduct | ifcElement | ifcBuildingElement | ifcCoIumn | ifcCoIumnStandardCase |  | NOTDEFINED | não definido | colunas | OST_StructuralColumns
ifcObjectDefinition | ifcObject | ifcProduct | ifcElement | ifcBuildingElement | ifcCoIumn |  |  | Enum_ENU | Enum_BRA | Tipo_BRA
ifcObjectDefinition | ifcObject | ifcProduct | ifcElement | ifcBuildingElement | ifcCoIumn |  |  | COLUMN | coluna | colunas | OST_Columns
ifcObjectDefinition | ifcObject | ifcProduct | ifcElement | ifcBuildingElement | ifcCoIumn |  |  | PILASTER | pilar | colunas | OST_StructuralColumns
ifcObjectDefinition | ifcObject | ifcProduct | ifcElement | ifcBuildingElement | ifcCoIumn |  |  | USERDEFINED | definido pelo usuário | colunas | OST_StructuralColumns
ifcObjectDefinition | ifcObject | ifcProduct | ifcElement | ifcBuildingElement | ifcCoIumn |  |  | NOTDEFINED | não definido | colunas | OST_StructuralColumns
ifcObjectDefinition | ifcObject | ifcProduct | ifcElement | ifcDistributionElement | ifcDistributionFlowElement | ifcFlowTerminal | ifcCommunicationsAppIiance | Enum_ENU | Enum_BRA | Tipo_BRA
ifcObjectDefinition | ifcObject | ifcProduct | ifcElement | ifcDistributionElement | ifcDistributionFlowElement | ifcFlowTerminal | ifcCommunicationsAppIiance | ANTENNA | antena | aparelho de comunicação | OST_CommunicationDevices | OST_DataDevices
ifcObjectDefinition | ifcObject | ifcProduct | ifcElement | ifcDistributionElement | ifcDistributionFlowElement | ifcFlowTerminal | ifcCommunicationsAppIiance | COMPUTER | computador | aparelho de comunicação | OST_DataDevices
ifcObjectDefinition | ifcObject | ifcProduct | ifcElement | ifcDistributionElement | ifcDistributionFlowElement | ifcFlowTerminal | ifcCommunicationsAppIiance | FAX | fax | aparelho de comunicação | OST_CommunicationDevices
ifcObjectDefinition | ifcObject | ifcProduct | ifcElement | ifcDistributionElement | ifcDistributionFlowElement | ifcFlowTerminal | ifcCommunicationsAppIiance | GATEWAY | porta de saida | aparelho de comunicação | OST_CommunicationDevices | OST_DataDevices
ifcObjectDefinition | ifcObject | ifcProduct | ifcElement | ifcDistributionElement | ifcDistributionFlowElement | ifcFlowTerminal | ifcCommunicationsAppIiance | MODEM | modem | aparelho de comunicação | OST_DataDevices | OST_TelephoneDevices
ifcObjectDefinition | ifcObject | ifcProduct | ifcElement | ifcDistributionElement | ifcDistributionFlowElement | ifcFlowTerminal | ifcCommunicationsAppIiance | NETWORKAPPLIANCE | rede | aparelho de comunicação | OST_DataDevices
ifcObjectDefinition | ifcObject | ifcProduct | ifcElement | ifcDistributionElement | ifcDistributionFlowElement | ifcFlowTerminal | ifcCommunicationsAppIiance | NETWORKBRIDGE | switch de rede | aparelho de comunicação | OST_DataDevices
ifcObjectDefinition | ifcObject | ifcProduct | ifcElement | ifcDistributionElement | ifcDistributionFlowElement | ifcFlowTerminal | ifcCommunicationsAppIiance | NETWORKHUB | hub de rede | aparelho de comunicação | OST_DataDevices
ifcObjectDefinition | ifcObject | ifcProduct | ifcElement | ifcDistributionElement | ifcDistributionFlowElement | ifcFlowTerminal | ifcCommunicationsAppIiance | PRINTER | impressora | aparelho de comunicação | OST_DataDevices
ifcObjectDefinition | ifcObject | ifcProduct | ifcElement | ifcDistributionElement | ifcDistributionFlowElement | ifcFlowTerminal | ifcCommunicationsAppIiance | REPEATER | repetidor | aparelho de comunicação | OST_CommunicationDevices
ifcObjectDefinition | ifcObject | ifcProduct | ifcElement | ifcDistributionElement | ifcDistributionFlowElement | ifcFlowTerminal | ifcCommunicationsAppIiance | ROUTER | roteador | aparelho de comunicação | OST_DataDevices
ifcObjectDefinition | ifcObject | ifcProduct | ifcElement | ifcDistributionElement | ifcDistributionFlowElement | ifcFlowTerminal | ifcCommunicationsAppIiance | SCANNER | escaner | aparelho de comunicação | OST_DataDevices
ifcObjectDefinition | ifcObject | ifcProduct | ifcElement | ifcDistributionElement | ifcDistributionFlowElement | ifcFlowTerminal | ifcCommunicationsAppIiance | USERDEFINED | definido pelo usuário | aparelho de comunicação | OST_CommunicationDevices | OST_DataDevices
ifcObjectDefinition | ifcObject | ifcProduct | ifcElement | ifcDistributionElement | ifcDistributionFlowElement | ifcFlowTerminal | ifcCommunicationsAppIiance | NOTDEFINED | não definido | aparelho de comunicação | OST_CommunicationDevices | OST_DataDevices
ifcObjectDefinition | ifcObject | ifcProduct | ifcElement | ifcDistributionElement | ifcDistributionFlowElement | ifcFlowMovingDevice | ifcCompressor | Enum_ENU | Enum_BRA | Tipo_BRA
ifcObjectDefinition | ifcObject | ifcProduct | ifcElement | ifcDistributionElement | ifcDistributionFlowElement | ifcFlowMovingDevice | ifcCompressor | BOOSTER | booster | compressores | OST_MechanicalEquipment
ifcObjectDefinition | ifcObject | ifcProduct | ifcElement | ifcDistributionElement | ifcDistributionFlowElement | ifcFlowMovingDevice | ifcCompressor | DYNAMIC | dinámico | compressores | OST_MechanicalEquipment
ifcObjectDefinition | ifcObject | ifcProduct | ifcElement | ifcDistributionElement | ifcDistributionFlowElement | ifcFlowMovingDevice | ifcCompressor | HERMETIC | hermético | compressores | OST_MechanicalEquipment
ifcObjectDefinition | ifcObject | ifcProduct | ifcElement | ifcDistributionElement | ifcDistributionFlowElement | ifcFlowMovingDevice | ifcCompressor | OPENTYPE | aberto | compressores | OST_MechanicalEquipment
ifcObjectDefinition | ifcObject | ifcProduct | ifcElement | ifcDistributionElement | ifcDistributionFlowElement | ifcFlowMovingDevice | ifcCompressor | RECIPROCATING |  | compressores | OST_MechanicalEquipment
ifcObjectDefinition | ifcObject | ifcProduct | ifcElement | ifcDistributionElement | ifcDistributionFlowElement | ifcFlowMovingDevice | ifcCompressor | ROLLINGPISTON |  | compressores | OST_MechanicalEquipment
ifcObjectDefinition | ifcObject | ifcProduct | ifcElement | ifcDistributionElement | ifcDistributionFlowElement | ifcFlowMovingDevice | ifcCompressor | ROTARY |  | compressores | OST_MechanicalEquipment
ifcObjectDefinition | ifcObject | ifcProduct | ifcElement | ifcDistributionElement | ifcDistributionFlowElement | ifcFlowMovingDevice | ifcCompressor | ROTARYVANE |  | compressores | OST_MechanicalEquipment
ifcObjectDefinition | ifcObject | ifcProduct | ifcElement | ifcDistributionElement | ifcDistributionFlowElement | ifcFlowMovingDevice | ifcCompressor | SCROLL |  | compressores | OST_MechanicalEquipment
ifcObjectDefinition | ifcObject | ifcProduct | ifcElement | ifcDistributionElement | ifcDistributionFlowElement | ifcFlowMovingDevice | ifcCompressor | SEMIHERMETIC |  | compressores | OST_MechanicalEquipment
ifcObjectDefinition | ifcObject | ifcProduct | ifcElement | ifcDistributionElement | ifcDistributionFlowElement | ifcFlowMovingDevice | ifcCompressor | SINGLESCREW |  | compressores | OST_MechanicalEquipment
ifcObjectDefinition | ifcObject | ifcProduct | ifcElement | ifcDistributionElement | ifcDistributionFlowElement | ifcFlowMovingDevice | ifcCompressor | SINGLESTAGE |  | compressores | OST_MechanicalEquipment
ifcObjectDefinition | ifcObject | ifcProduct | ifcElement | ifcDistributionElement | ifcDistributionFlowElement | ifcFlowMovingDevice | ifcCompressor | TROCHOIDAL |  | compressores | OST_MechanicalEquipment
ifcObjectDefinition | ifcObject | ifcProduct | ifcElement | ifcDistributionElement | ifcDistributionFlowElement | ifcFlowMovingDevice | ifcCompressor | TWINSCREW |  | compressores | OST_MechanicalEquipment
ifcObjectDefinition | ifcObject | ifcProduct | ifcElement | ifcDistributionElement | ifcDistributionFlowElement | ifcFlowMovingDevice | ifcCompressor | WELDEDSHELLHERMETIC |  | compressores | OST_MechanicalEquipment
ifcObjectDefinition | ifcObject | ifcProduct | ifcElement | ifcDistributionElement | ifcDistributionFlowElement | ifcFlowMovingDevice | ifcCompressor | USERDEFINED | definido pelo usuário | compressores | OST_MechanicalEquipment
ifcObjectDefinition | ifcObject | ifcProduct | ifcElement | ifcDistributionElement | ifcDistributionFlowElement | ifcFlowMovingDevice | ifcCompressor | NOTDEFINED | não definido | compressores | OST_MechanicalEquipment
ifcObjectDefinition | ifcObject | ifcProduct | ifcElement | ifcDistributionElement | ifcDistributionFlowElement | ifcEnergyConversionDevice | ifcCondenser | Enum_ENU | Enum_BRA | Tipo_BRA
ifcObjectDefinition | ifcObject | ifcProduct | ifcElement | ifcDistributionElement | ifcDistributionFlowElement | ifcEnergyConversionDevice | ifcCondenser | AIRCOOLED | condensador de ar ACC | condensadores | OST_MechanicalEquipment
ifcObjectDefinition | ifcObject | ifcProduct | ifcElement | ifcDistributionElement | ifcDistributionFlowElement | ifcEnergyConversionDevice | ifcCondenser | EVAPORATIVECOOLED | condensador evaporativo | condensadores | OST_MechanicalEquipment
ifcObjectDefinition | ifcObject | ifcProduct | ifcElement | ifcDistributionElement | ifcDistributionFlowElement | ifcEnergyConversionDevice | ifcCondenser | WATERCOOLED | condensador de água | condensadores | OST_MechanicalEquipment
ifcObjectDefinition | ifcObject | ifcProduct | ifcElement | ifcDistributionElement | ifcDistributionFlowElement | ifcEnergyConversionDevice | ifcCondenser | WATERCOOLEDBRAZEDPLATE |  | condensadores | OST_MechanicalEquipment
ifcObjectDefinition | ifcObject | ifcProduct | ifcElement | ifcDistributionElement | ifcDistributionFlowElement | ifcEnergyConversionDevice | ifcCondenser | WATERCOOLEDSHELLCOIL |  | condensadores | OST_MechanicalEquipment
ifcObjectDefinition | ifcObject | ifcProduct | ifcElement | ifcDistributionElement | ifcDistributionFlowElement | ifcEnergyConversionDevice | ifcCondenser | WATERCOOLEDSHELLTUBE |  | condensadores | OST_MechanicalEquipment
ifcObjectDefinition | ifcObject | ifcProduct | ifcElement | ifcDistributionElement | ifcDistributionFlowElement | ifcEnergyConversionDevice | ifcCondenser | WATERCOOLEDTUBEINTUBE |  | condensadores | OST_MechanicalEquipment
ifcObjectDefinition | ifcObject | ifcProduct | ifcElement | ifcDistributionElement | ifcDistributionFlowElement | ifcEnergyConversionDevice | ifcCondenser | USERDEFINED | definido pelo usuário | condensadores | OST_MechanicalEquipment
ifcObjectDefinition | ifcObject | ifcProduct | ifcElement | ifcDistributionElement | ifcDistributionFlowElement | ifcEnergyConversionDevice | ifcCondenser | NOTDEFINED | não definido | condensadores | OST_MechanicalEquipment
ifcObjectDefinition | ifcObject | ifcProduct | ifcElement | ifcDistributionElement | ifcDistributionControlElement | ifcControIIer |  | Enum_ENU | Enum_BRA | Tipo_BRA
ifcObjectDefinition | ifcObject | ifcProduct | ifcElement | ifcDistributionElement | ifcDistributionControlElement | ifcControIIer |  | FLOATING | retorno contínuo | controladores de automação | OST_CommunicationDevices
ifcObjectDefinition | ifcObject | ifcProduct | ifcElement | ifcDistributionElement | ifcDistributionControlElement | ifcControIIer |  | MULTIPOSITION | retornos discretizado | controladores de automação | OST_CommunicationDevices
ifcObjectDefinition | ifcObject | ifcProduct | ifcElement | ifcDistributionElement | ifcDistributionControlElement | ifcControIIer |  | PROGRAMMABLE | programável (DDC) | controladores de automação | OST_CommunicationDevices
ifcObjectDefinition | ifcObject | ifcProduct | ifcElement | ifcDistributionElement | ifcDistributionControlElement | ifcControIIer |  | PROPORTIONAL | proporcional | controladores de automação | OST_CommunicationDevices
ifcObjectDefinition | ifcObject | ifcProduct | ifcElement | ifcDistributionElement | ifcDistributionControlElement | ifcControIIer |  | TWOPOSITION | on/off | controladores de automação | OST_CommunicationDevices
ifcObjectDefinition | ifcObject | ifcProduct | ifcElement | ifcDistributionElement | ifcDistributionControlElement | ifcControIIer |  | USERDEFINED | definido pelo usuário | controladores de automação | OST_CommunicationDevices
ifcObjectDefinition | ifcObject | ifcProduct | ifcElement | ifcDistributionElement | ifcDistributionControlElement | ifcControIIer |  | NOTDEFINED | não definido | controladores de automação | OST_CommunicationDevices
ifcObjectDefinition | ifcObject | ifcProduct | ifcElement | ifcDistributionElement | ifcDistributionFlowElement | ifcEnergyConversionDevice | ifcCooIedBeam | Enum_ENU | Enum_BRA | Tipo_BRA
ifcObjectDefinition | ifcObject | ifcProduct | ifcElement | ifcDistributionElement | ifcDistributionFlowElement | ifcEnergyConversionDevice | ifcCooIedBeam | ACTIVE | ativo | sistema de resfriamento | OST_MechanicalEquipment
ifcObjectDefinition | ifcObject | ifcProduct | ifcElement | ifcDistributionElement | ifcDistributionFlowElement | ifcEnergyConversionDevice | ifcCooIedBeam | PASSIVE | passivo | sistema de resfriamento | OST_MechanicalEquipment
ifcObjectDefinition | ifcObject | ifcProduct | ifcElement | ifcDistributionElement | ifcDistributionFlowElement | ifcEnergyConversionDevice | ifcCooIedBeam | USERDEFINED | definido pelo usuário | sistema de resfriamento | OST_MechanicalEquipment
ifcObjectDefinition | ifcObject | ifcProduct | ifcElement | ifcDistributionElement | ifcDistributionFlowElement | ifcEnergyConversionDevice | ifcCooIedBeam | NOTDEFINED | não definido | sistema de resfriamento | OST_MechanicalEquipment
ifcObjectDefinition | ifcObject | ifcProduct | ifcElement | ifcDistributionElement | ifcDistributionFlowElement | ifcEnergyConversionDevice | ifcCooIingTower | Enum_ENU | Enum_BRA | Tipo_BRA
ifcObjectDefinition | ifcObject | ifcProduct | ifcElement | ifcDistributionElement | ifcDistributionFlowElement | ifcEnergyConversionDevice | ifcCooIingTower | MECHANICALFORCEDDRAFT | força mecânica | torre de arrefecimento | OST_MechanicalEquipment
ifcObjectDefinition | ifcObject | ifcProduct | ifcElement | ifcDistributionElement | ifcDistributionFlowElement | ifcEnergyConversionDevice | ifcCooIingTower | MECHANICALINDUCEDDRAFT |  | torre de arrefecimento | OST_MechanicalEquipment
ifcObjectDefinition | ifcObject | ifcProduct | ifcElement | ifcDistributionElement | ifcDistributionFlowElement | ifcEnergyConversionDevice | ifcCooIingTower | NATURALDRAFT |  | torre de arrefecimento | OST_MechanicalEquipment
ifcObjectDefinition | ifcObject | ifcProduct | ifcElement | ifcDistributionElement | ifcDistributionFlowElement | ifcEnergyConversionDevice | ifcCooIingTower | USERDEFINED | definido pelo usuário | torre de arrefecimento | OST_MechanicalEquipment
ifcObjectDefinition | ifcObject | ifcProduct | ifcElement | ifcDistributionElement | ifcDistributionFlowElement | ifcEnergyConversionDevice | ifcCooIingTower | NOTDEFINED | não definido | torre de arrefecimento | OST_MechanicalEquipment
ifcObjectDefinition | ifcObject | ifcProduct | ifcElement | ifcBuildingElement | ifcCovering |  |  | Enum_ENU | Enum_BRA | Tipo_BRA
ifcObjectDefinition | ifcObject | ifcProduct | ifcElement | ifcBuildingElement | ifcCovering |  |  | CEILING | forros | revestimentos | OST_CeilingsFinish1 | OST_CeilingsFinish2
ifcObjectDefinition | ifcObject | ifcProduct | ifcElement | ifcBuildingElement | ifcCovering |  |  | CLADDING | revestimento | revestimentos | OST_WallsFinish1 | OST_WallsFinish2
ifcObjectDefinition | ifcObject | ifcProduct | ifcElement | ifcBuildingElement | ifcCovering |  |  | FLOORING | pisos | revestimentos | OST_FloorsFinish1 | OST_FloorsFinish2
ifcObjectDefinition | ifcObject | ifcProduct | ifcElement | ifcBuildingElement | ifcCovering |  |  | INSULATION | isolamentos | revestimentos | OST_FloorsInsulation | OST_WallsInsulation | OST_CeilingsInsulation | OST_RoofsInsulation | OST_PipeInsulations | OST_DuctInsulations | OST_WireInsulations | OST_FabricationDuctworkInsulation | OST_PipeFittingInsulation | OST_DuctCurvesInsulation
ifcObjectDefinition | ifcObject | ifcProduct | ifcElement | ifcBuildingElement | ifcCovering |  |  | MEMBRANE | membranas | revestimentos | OST_FloorsSubstrate | OST_WallsSubstrate | OST_CeilingsSubstrate | OST_RoofsSubstrate
ifcObjectDefinition | ifcObject | ifcProduct | ifcElement | ifcBuildingElement | ifcCovering |  |  | MOLDING | sancas | revestimentos | OST_Cornices | OST_Reveals
ifcObjectDefinition | ifcObject | ifcProduct | ifcElement | ifcBuildingElement | ifcCovering |  |  | ROOFING | cobertura | revestimentos | OST_RoofsFinish1 | OST_RoofsFinish2
ifcObjectDefinition | ifcObject | ifcProduct | ifcElement | ifcBuildingElement | ifcCovering |  |  | SKIRTINGBOARD | rodapés | revestimentos | OST_Cornices | OST_Reveals
ifcObjectDefinition | ifcObject | ifcProduct | ifcElement | ifcBuildingElement | ifcCovering |  |  | SLEEVING | cabeamentos | revestimentos | OST_PipeInsulations | OST_DuctInsulations | OST_WireInsulations | OST_FabricationDuctworkInsulation | OST_PipeFittingInsulation | OST_DuctCurvesInsulation
ifcObjectDefinition | ifcObject | ifcProduct | ifcElement | ifcBuildingElement | ifcCovering |  |  | WRAPPING | envoltoria | revestimentos | OST_FloorsFinish1 | OST_FloorsFinish2 | OST_WallsFinish1 | OST_WallsFinish2 | OST_RoofsFinish1 | OST_RoofsFinish2
ifcObjectDefinition | ifcObject | ifcProduct | ifcElement | ifcBuildingElement | ifcCovering |  |  | USERDEFINED | definido pelo usuário | revestimentos
ifcObjectDefinition | ifcObject | ifcProduct | ifcElement | ifcBuildingElement | ifcCovering |  |  | NOTDEFINED | não definido | revestimentos
ifcObjectDefinition | ifcObject | ifcProduct | ifcElement | ifcBuildingElement | ifcCurtainWaII |  |  | Enum_ENU | Enum_BRA | Tipo_BRA
ifcObjectDefinition | ifcObject | ifcProduct | ifcElement | ifcBuildingElement | ifcCurtainWaII |  |  | USERDEFINED | definido pelo usuário | sistema de fachada | OST_Curtain_Systems | OST_CurtainGrids | OST_CurtainWallMullions | OST_CurtainWallPanels
ifcObjectDefinition | ifcObject | ifcProduct | ifcElement | ifcBuildingElement | ifcCurtainWaII |  |  | NOTDEFINED | não definido | sistema de fachada | OST_Curtain_Systems | OST_CurtainGrids | OST_CurtainWallMullions | OST_CurtainWallPanels
ifcObjectDefinition | ifcObject | ifcProduct | ifcElement | ifcDistributionElement | ifcDistributionFlowElement | ifcFlowController | ifcDamper | Enum_ENU | Enum_BRA | Tipo_BRA
ifcObjectDefinition | ifcObject | ifcProduct | ifcElement | ifcDistributionElement | ifcDistributionFlowElement | ifcFlowController | ifcDamper | BACKDRAFTDAMPER | damper de sob pressão DSP | dampers | OST_MechanicalEquipment
ifcObjectDefinition | ifcObject | ifcProduct | ifcElement | ifcDistributionElement | ifcDistributionFlowElement | ifcFlowController | ifcDamper | BALANCINGDAMPER | control de vazão de ar | dampers | OST_MechanicalEquipment
ifcObjectDefinition | ifcObject | ifcProduct | ifcElement | ifcDistributionElement | ifcDistributionFlowElement | ifcFlowController | ifcDamper | BLASTDAMPER | de explosão | dampers | OST_MechanicalEquipment
ifcObjectDefinition | ifcObject | ifcProduct | ifcElement | ifcDistributionElement | ifcDistributionFlowElement | ifcFlowController | ifcDamper | CONTROLDAMPER | de control | dampers | OST_MechanicalEquipment
ifcObjectDefinition | ifcObject | ifcProduct | ifcElement | ifcDistributionElement | ifcDistributionFlowElement | ifcFlowController | ifcDamper | FIREDAMPER | corta-fogo | dampers | OST_MechanicalEquipment
ifcObjectDefinition | ifcObject | ifcProduct | ifcElement | ifcDistributionElement | ifcDistributionFlowElement | ifcFlowController | ifcDamper | FIRE-SMOKEDAMPER | corta-fogofumaça | dampers | OST_MechanicalEquipment
ifcObjectDefinition | ifcObject | ifcProduct | ifcElement | ifcDistributionElement | ifcDistributionFlowElement | ifcFlowController | ifcDamper | FUMEHOODEXHAUST | extaustor de fumaça | dampers | OST_MechanicalEquipment
ifcObjectDefinition | ifcObject | ifcProduct | ifcElement | ifcDistributionElement | ifcDistributionFlowElement | ifcFlowController | ifcDamper | GRAVITYDAMPER | gravidade | dampers | OST_MechanicalEquipment
ifcObjectDefinition | ifcObject | ifcProduct | ifcElement | ifcDistributionElement | ifcDistributionFlowElement | ifcFlowController | ifcDamper | GRAVITYRELIEFDAMPER | de alívio | dampers | OST_MechanicalEquipment
ifcObjectDefinition | ifcObject | ifcProduct | ifcElement | ifcDistributionElement | ifcDistributionFlowElement | ifcFlowController | ifcDamper | RELIEFDAMPER | de alívio | dampers | OST_MechanicalEquipment
ifcObjectDefinition | ifcObject | ifcProduct | ifcElement | ifcDistributionElement | ifcDistributionFlowElement | ifcFlowController | ifcDamper | SMOKEDAMPER | de fumaça | dampers | OST_MechanicalEquipment
ifcObjectDefinition | ifcObject | ifcProduct | ifcElement | ifcDistributionElement | ifcDistributionFlowElement | ifcFlowController | ifcDamper | USERDEFINED | definido pelo usuário | dampers | OST_MechanicalEquipment
ifcObjectDefinition | ifcObject | ifcProduct | ifcElement | ifcDistributionElement | ifcDistributionFlowElement | ifcFlowController | ifcDamper | NOTDEFINED | não definido | dampers | OST_MechanicalEquipment
ifcObjectDefinition | ifcObject | ifcProduct | ifcElement | ifcBuildingElementComponent | ifcDiscreteAccessory |  |  | Enum_ENU | Enum_BRA | Tipo_BRA
ifcObjectDefinition | ifcObject | ifcProduct | ifcElement | ifcBuildingElementComponent | ifcDiscreteAccessory |  |  | ANCHORPLATE | placa de ancoragem | complementos metâlica | OST_StructConnectionPlates
ifcObjectDefinition | ifcObject | ifcProduct | ifcElement | ifcBuildingElementComponent | ifcDiscreteAccessory |  |  | BRACKET | suporte | complementos metâlica | OST_DuctAccessory
ifcObjectDefinition | ifcObject | ifcProduct | ifcElement | ifcBuildingElementComponent | ifcDiscreteAccessory |  |  | SHOE | pedestal | complementos metâlica | OST_StructConnectionPlates
ifcObjectDefinition | ifcObject | ifcProduct | ifcElement | ifcBuildingElementComponent | ifcDiscreteAccessory |  |  | USERDEFINED | definido pelo usuário | complementos metâlica
ifcObjectDefinition | ifcObject | ifcProduct | ifcElement | ifcBuildingElementComponent | ifcDiscreteAccessory |  |  | NOTDEFINED | não definido | complementos metâlica
ifcObjectDefinition | ifcObject | ifcProduct | ifcElement | ifcDistributionElement | ifcDistributionFlowElement | ifcDistributionChamberEIement |  | Enum_ENU | Enum_BRA | Tipo_BRA
ifcObjectDefinition | ifcObject | ifcProduct | ifcElement | ifcDistributionElement | ifcDistributionFlowElement | ifcDistributionChamberEIement |  | FORMEDDUCT | duto | infraestrutura sanitária | OST_Duct
ifcObjectDefinition | ifcObject | ifcProduct | ifcElement | ifcDistributionElement | ifcDistributionFlowElement | ifcDistributionChamberEIement |  | INSPECTIONCHAMBER | câmara de inspeção | infraestrutura sanitária | OST_PipeConnections
ifcObjectDefinition | ifcObject | ifcProduct | ifcElement | ifcDistributionElement | ifcDistributionFlowElement | ifcDistributionChamberEIement |  | INSPECTIONPIT | poço de inspeção | infraestrutura sanitária | OST_PipeConnections
ifcObjectDefinition | ifcObject | ifcProduct | ifcElement | ifcDistributionElement | ifcDistributionFlowElement | ifcDistributionChamberEIement |  | MANHOLE | bueiro | infraestrutura sanitária | OST_PipeConnections
ifcObjectDefinition | ifcObject | ifcProduct | ifcElement | ifcDistributionElement | ifcDistributionFlowElement | ifcDistributionChamberEIement |  | METERCHAMBER | câmara | infraestrutura sanitária | OST_PipeConnections
ifcObjectDefinition | ifcObject | ifcProduct | ifcElement | ifcDistributionElement | ifcDistributionFlowElement | ifcDistributionChamberEIement |  | SUMP | sumidouro | infraestrutura sanitária | OST_PipeConnections
ifcObjectDefinition | ifcObject | ifcProduct | ifcElement | ifcDistributionElement | ifcDistributionFlowElement | ifcDistributionChamberEIement |  | TRENCH | trincheira | infraestrutura sanitária | OST_PipeConnections
ifcObjectDefinition | ifcObject | ifcProduct | ifcElement | ifcDistributionElement | ifcDistributionFlowElement | ifcDistributionChamberEIement |  | VALVECHAMBER | câmara de válvulas | infraestrutura sanitária | OST_PipeConnections
ifcObjectDefinition | ifcObject | ifcProduct | ifcElement | ifcDistributionElement | ifcDistributionFlowElement | ifcDistributionChamberEIement |  | USERDEFINED | definido pelo usuário | infraestrutura sanitária | OST_PipeConnections
ifcObjectDefinition | ifcObject | ifcProduct | ifcElement | ifcDistributionElement | ifcDistributionFlowElement | ifcDistributionChamberEIement |  | NOTDEFINED | não definido | infraestrutura sanitária | OST_PipeConnections
ifcObjectDefinition | ifcObject | ifcProduct | ifcElement | ifcElementAssemby |  |  |  | Enum_ENU | Enum_BRA | Tipo_BRA
ifcObjectDefinition | ifcObject | ifcProduct | ifcElement | ifcElementAssemby |  |  |  | ACCESSORY_ASSEMBLY | acessório de ligações | conjuntos estruturais | OST_StructConnections
ifcObjectDefinition | ifcObject | ifcProduct | ifcElement | ifcElementAssemby |  |  |  | ARCH | arco | conjuntos estruturais | OST_StructuralFraming
ifcObjectDefinition | ifcObject | ifcProduct | ifcElement | ifcElementAssemby |  |  |  | BEAM_GRID | sistema de vigas | conjuntos estruturais | OST_StructuralFramingSystem
ifcObjectDefinition | ifcObject | ifcProduct | ifcElement | ifcElementAssemby |  |  |  | BRACED_FRAME | pórtico rígido contraventado | conjuntos estruturais | OST_StructuralFraming
ifcObjectDefinition | ifcObject | ifcProduct | ifcElement | ifcElementAssemby |  |  |  | GIRDER | viga | conjuntos estruturais | OST_StructuralFraming
ifcObjectDefinition | ifcObject | ifcProduct | ifcElement | ifcElementAssemby |  |  |  | REINFORCEMENT_UNIT | elemento enrijecedor | conjuntos estruturais | OST_StructuralStiffener
ifcObjectDefinition | ifcObject | ifcProduct | ifcElement | ifcElementAssemby |  |  |  | RIGID_FRAME | pórtico rígido com momento | conjuntos estruturais | OST_StructuralFraming
ifcObjectDefinition | ifcObject | ifcProduct | ifcElement | ifcElementAssemby |  |  |  | SLAB_FIELD | laje horizontal | conjuntos estruturais | OST_StructuralFoundation | OST_Floors
ifcObjectDefinition | ifcObject | ifcProduct | ifcElement | ifcElementAssemby |  |  |  | TRUSS | treliça | conjuntos estruturais | OST_Truss
ifcObjectDefinition | ifcObject | ifcProduct | ifcElement | ifcElementAssemby |  |  |  | USERDEFINED | definido pelo usuário | conjuntos estruturais | OST_StructuralFraming
ifcObjectDefinition | ifcObject | ifcProduct | ifcElement | ifcElementAssemby |  |  |  | NOTDEFINED | não definido | conjuntos estruturais | OST_StructuralFraming
ifcObjectDefinition | ifcObject | ifcProduct | ifcElement | ifcDistributionPort |  |  |  | Enum_ENU | Enum_BRA | Tipo_BRA
ifcObjectDefinition | ifcObject | ifcProduct | ifcPort | ifcDistributionPort |  |  |  | CABLE | cabo | condutores de insumos | OST_Wire
ifcObjectDefinition | ifcObject | ifcProduct | ifcPort | ifcDistributionPort |  |  |  | CABLECARRIER | condutor de cabeamento | condutores de insumos | OST_Wire
ifcObjectDefinition | ifcObject | ifcProduct | ifcPort | ifcDistributionPort |  |  |  | DUCT | duto | condutores de insumos | OST_Duct
ifcObjectDefinition | ifcObject | ifcProduct | ifcPort | ifcDistributionPort |  |  |  | PIPE | tubo | condutores de insumos | OST_PipeSegments
ifcObjectDefinition | ifcObject | ifcProduct | ifcPort | ifcDistributionPort |  |  |  | USERDEFINED | definido pelo usuário | condutores de insumos | OST_PipeSegments | OST_Wire | OST_Duct
ifcObjectDefinition | ifcObject | ifcProduct | ifcPort | ifcDistributionPort |  |  |  | NOTDEFINED | não definido | condutores de insumos | OST_PipeSegments | OST_Wire | OST_Duct
ifcObjectDefinition | ifcObject | ifcGroup | ifcSystem | ifcDistributionSystem |  |  |  | Enum_ENU | Enum_BRA | Tipo_BRA
ifcObjectDefinition | ifcObject | ifcGroup | ifcSystem | ifcDistributionSystem |  |  |  | AIRCONDITIONING | ar condicionado | sistemas distribuídos | OST_DuctSystem
ifcObjectDefinition | ifcObject | ifcGroup | ifcSystem | ifcDistributionSystem |  |  |  | AUDIOVISUAL | audio visual | sistemas distribuídos | OST_ElecDistributionSys
ifcObjectDefinition | ifcObject | ifcGroup | ifcSystem | ifcDistributionSystem |  |  |  | CHEMICAL | quimica | sistemas distribuídos | OST_PipingSystem
ifcObjectDefinition | ifcObject | ifcGroup | ifcSystem | ifcDistributionSystem |  |  |  | CHILLEDWATER | resfriamento | sistemas distribuídos | OST_DuctSystem
ifcObjectDefinition | ifcObject | ifcGroup | ifcSystem | ifcDistributionSystem |  |  |  | COMMUNICATION | comunicação | sistemas distribuídos | OST_ElecDistributionSys
ifcObjectDefinition | ifcObject | ifcGroup | ifcSystem | ifcDistributionSystem |  |  |  | COMPRESSEDAIR | ar comprimido | sistemas distribuídos | OST_DuctSystem
ifcObjectDefinition | ifcObject | ifcGroup | ifcSystem | ifcDistributionSystem |  |  |  | CONDENSERWATER | água condensada | sistemas distribuídos | OST_DuctSystem
ifcObjectDefinition | ifcObject | ifcGroup | ifcSystem | ifcDistributionSystem |  |  |  | DIRECTEVAPORATIVEPACKAGEDROTARYAIRCOOLER | recirculação de ar | sistemas distribuídos | OST_DuctSystem
ifcObjectDefinition | ifcObject | ifcGroup | ifcSystem | ifcDistributionSystem |  |  |  | CONTROL | controle | sistemas distribuídos | OST_SwitchSystem
ifcObjectDefinition | ifcObject | ifcGroup | ifcSystem | ifcDistributionSystem |  |  |  | CONVEYING | transporte | sistemas distribuídos | OST_PipingSystem | OST_DuctSystem | OST_ElecDistributionSys
ifcObjectDefinition | ifcObject | ifcGroup | ifcSystem | ifcDistributionSystem |  |  |  | DATA | dados | sistemas distribuídos | OST_ElecDistributionSys
ifcObjectDefinition | ifcObject | ifcGroup | ifcSystem | ifcDistributionSystem |  |  |  | DISPOSAL | descarte | sistemas distribuídos | OST_PipingSystem
ifcObjectDefinition | ifcObject | ifcGroup | ifcSystem | ifcDistributionSystem |  |  |  | DOMESTICCOLDWATER | água fria residencial | sistemas distribuídos | OST_PipingSystem
ifcObjectDefinition | ifcObject | ifcGroup | ifcSystem | ifcDistributionSystem |  |  |  | DOMESTICHOTWATER | água quente residencial | sistemas distribuídos | OST_PipingSystem
ifcObjectDefinition | ifcObject | ifcGroup | ifcSystem | ifcDistributionSystem |  |  |  | DRAINAGE | drenagem | sistemas distribuídos | OST_PipingSystem
ifcObjectDefinition | ifcObject | ifcGroup | ifcSystem | ifcDistributionSystem |  |  |  | EARTHING | aterramento | sistemas distribuídos | OST_ElectricalSystem
ifcObjectDefinition | ifcObject | ifcGroup | ifcSystem | ifcDistributionSystem |  |  |  | ELECTRICAL | elétrica | sistemas distribuídos | OST_ElecDistributionSys
ifcObjectDefinition | ifcObject | ifcGroup | ifcSystem | ifcDistributionSystem |  |  |  | ELECTROACOUSTIC | eletroacústica | sistemas distribuídos | OST_ElecDistributionSys
ifcObjectDefinition | ifcObject | ifcGroup | ifcSystem | ifcDistributionSystem |  |  |  | EXHAUST | exaustão | sistemas distribuídos | OST_DuctSystem
ifcObjectDefinition | ifcObject | ifcGroup | ifcSystem | ifcDistributionSystem |  |  |  | FIREPROTECTION | proteção de incêncio | sistemas distribuídos | OST_PipingSystem
ifcObjectDefinition | ifcObject | ifcGroup | ifcSystem | ifcDistributionSystem |  |  |  | FUEL | combustíveis | sistemas distribuídos | OST_PipingSystem
ifcObjectDefinition | ifcObject | ifcGroup | ifcSystem | ifcDistributionSystem |  |  |  | GAS | gas | sistemas distribuídos | OST_PipingSystem
ifcObjectDefinition | ifcObject | ifcGroup | ifcSystem | ifcDistributionSystem |  |  |  | HAZARDOUS | perigosos contaminantes | sistemas distribuídos | OST_PipingSystem
ifcObjectDefinition | ifcObject | ifcGroup | ifcSystem | ifcDistributionSystem |  |  |  | HEATING | aquecimento | sistemas distribuídos | OST_DuctSystem
ifcObjectDefinition | ifcObject | ifcGroup | ifcSystem | ifcDistributionSystem |  |  |  | LIGHTING | iluminação | sistemas distribuídos | OST_ElecDistributionSys
ifcObjectDefinition | ifcObject | ifcGroup | ifcSystem | ifcDistributionSystem |  |  |  | LIGHTNINGPROTECTION | pararaios | sistemas distribuídos | OST_ElecDistributionSys
ifcObjectDefinition | ifcObject | ifcGroup | ifcSystem | ifcDistributionSystem |  |  |  | MUNICIPALSOLIDWASTE | resíduos sólidos | sistemas distribuídos | OST_PipingSystem
ifcObjectDefinition | ifcObject | ifcGroup | ifcSystem | ifcDistributionSystem |  |  |  | OIL | oleos | sistemas distribuídos | OST_PipingSystem
ifcObjectDefinition | ifcObject | ifcGroup | ifcSystem | ifcDistributionSystem |  |  |  | OPERATIONAL | operacional | sistemas distribuídos | OST_PipingSystem
ifcObjectDefinition | ifcObject | ifcGroup | ifcSystem | ifcDistributionSystem |  |  |  | POWERGENERATION | geração | sistemas distribuídos | OST_PipingSystem
ifcObjectDefinition | ifcObject | ifcGroup | ifcSystem | ifcDistributionSystem |  |  |  | RAINWATER | água pluvial | sistemas distribuídos | OST_PipingSystem
ifcObjectDefinition | ifcObject | ifcGroup | ifcSystem | ifcDistributionSystem |  |  |  | REFRIGERATION | refrigeração | sistemas distribuídos | OST_DuctSystem
ifcObjectDefinition | ifcObject | ifcGroup | ifcSystem | ifcDistributionSystem |  |  |  | SECURITY | seguridade | sistemas distribuídos | OST_ElecDistributionSys
ifcObjectDefinition | ifcObject | ifcGroup | ifcSystem | ifcDistributionSystem |  |  |  | SEWAGE | esgoto | sistemas distribuídos | OST_PipingSystem
ifcObjectDefinition | ifcObject | ifcGroup | ifcSystem | ifcDistributionSystem |  |  |  | SIGNAL | sinalização | sistemas distribuídos | OST_ElecDistributionSys
ifcObjectDefinition | ifcObject | ifcGroup | ifcSystem | ifcDistributionSystem |  |  |  | STORMWATER | água de tormenta | sistemas distribuídos | OST_PipingSystem
ifcObjectDefinition | ifcObject | ifcGroup | ifcSystem | ifcDistributionSystem |  |  |  | TELEPHONE | telefonia | sistemas distribuídos | OST_ElecDistributionSys
ifcObjectDefinition | ifcObject | ifcGroup | ifcSystem | ifcDistributionSystem |  |  |  | TV | tv | sistemas distribuídos | OST_ElecDistributionSys
ifcObjectDefinition | ifcObject | ifcGroup | ifcSystem | ifcDistributionSystem |  |  |  | VACUUM | vacuo | sistemas distribuídos | OST_DuctSystem
ifcObjectDefinition | ifcObject | ifcGroup | ifcSystem | ifcDistributionSystem |  |  |  | VENT | ventiladores | sistemas distribuídos | OST_DuctSystem
ifcObjectDefinition | ifcObject | ifcGroup | ifcSystem | ifcDistributionSystem |  |  |  | VENTILATION | ventilação | sistemas distribuídos | OST_DuctSystem
ifcObjectDefinition | ifcObject | ifcGroup | ifcSystem | ifcDistributionSystem |  |  |  | WASTEWATER | águas servidas | sistemas distribuídos | OST_PipingSystem
ifcObjectDefinition | ifcObject | ifcGroup | ifcSystem | ifcDistributionSystem |  |  |  | WATERSUPPLY | fornecimento de água | sistemas distribuídos | OST_PipingSystem
ifcObjectDefinition | ifcObject | ifcGroup | ifcSystem | ifcDistributionSystem |  |  |  | USERDEFINED | definido pelo usuário | sistemas distribuídos | OST_PipingSystem
ifcObjectDefinition | ifcObject | ifcGroup | ifcSystem | ifcDistributionSystem |  |  |  | NOTDEFINED | não definido | sistemas distribuídos | OST_PipingSystem
ifcObjectDefinition | ifcObject | ifcProduct | ifcElement | ifcBuildingElement | ifcBuildingElement | ifcDoor |  | Enum_ENU | Enum_BRA | Tipo_BRA
ifcObjectDefinition | ifcObject | ifcProduct | ifcElement | ifcBuildingElement | ifcBuildingElement | ifcDoor |  | DOOR | porta | portas | OST_Doors
ifcObjectDefinition | ifcObject | ifcProduct | ifcElement | ifcBuildingElement | ifcBuildingElement | ifcDoor |  | GATE | porta seccional | portas | OST_Doors
ifcObjectDefinition | ifcObject | ifcProduct | ifcElement | ifcBuildingElement | ifcBuildingElement | ifcDoor |  | TRAPDOOR | alçapão | portas | OST_Doors
ifcObjectDefinition | ifcObject | ifcProduct | ifcElement | ifcBuildingElement | ifcBuildingElement | ifcDoor |  | USERDEFINED | definido pelo usuário | portas | OST_Doors
ifcObjectDefinition | ifcObject | ifcProduct | ifcElement | ifcBuildingElement | ifcBuildingElement | ifcDoor |  | NOTDEFINED | não definido | portas | OST_Doors
ifcObjectDefinition | ifcObject | ifcProduct | ifcElement | ifcDistributionElement | ifcDistributionFlowElement | ifcFlowFitting | ifcDuctFitting | Enum_ENU | Enum_BRA | Tipo_BRA
ifcObjectDefinition | ifcObject | ifcProduct | ifcElement | ifcDistributionElement | ifcDistributionFlowElement | ifcFlowFitting | ifcDuctFitting | BEND | curva | conexão de dutos | OST_DuctFitting
ifcObjectDefinition | ifcObject | ifcProduct | ifcElement | ifcDistributionElement | ifcDistributionFlowElement | ifcFlowFitting | ifcDuctFitting | CONNECTOR | conector | conexão de dutos | OST_DuctFitting
ifcObjectDefinition | ifcObject | ifcProduct | ifcElement | ifcDistributionElement | ifcDistributionFlowElement | ifcFlowFitting | ifcDuctFitting | ENTRY | entrada | conexão de dutos | OST_DuctFitting
ifcObjectDefinition | ifcObject | ifcProduct | ifcElement | ifcDistributionElement | ifcDistributionFlowElement | ifcFlowFitting | ifcDuctFitting | EXIT | saída | conexão de dutos | OST_DuctFitting
ifcObjectDefinition | ifcObject | ifcProduct | ifcElement | ifcDistributionElement | ifcDistributionFlowElement | ifcFlowFitting | ifcDuctFitting | JUNTION | junção | conexão de dutos | OST_DuctFitting
ifcObjectDefinition | ifcObject | ifcProduct | ifcElement | ifcDistributionElement | ifcDistributionFlowElement | ifcFlowFitting | ifcDuctFitting | OBSTRUCTION | retenção | conexão de dutos | OST_DuctFitting
ifcObjectDefinition | ifcObject | ifcProduct | ifcElement | ifcDistributionElement | ifcDistributionFlowElement | ifcFlowFitting | ifcDuctFitting | TRANSITION | transição | conexão de dutos | OST_DuctFitting
ifcObjectDefinition | ifcObject | ifcProduct | ifcElement | ifcDistributionElement | ifcDistributionFlowElement | ifcFlowFitting | ifcDuctFitting | USERDEFINED | definido pelo usuário | conexão de dutos | OST_DuctFitting
ifcObjectDefinition | ifcObject | ifcProduct | ifcElement | ifcDistributionElement | ifcDistributionFlowElement | ifcFlowFitting | ifcDuctFitting | NOTDEFINED | não definido | conexão de dutos | OST_DuctFitting
ifcObjectDefinition | ifcObject | ifcProduct | ifcElement | ifcDistributionElement | ifcDistributionFlowElement | ifcFlowSegment | ifcDuctSegment | Enum_ENU | Enum_BRA | Tipo_BRA
ifcObjectDefinition | ifcObject | ifcProduct | ifcElement | ifcDistributionElement | ifcDistributionFlowElement | ifcFlowSegment | ifcDuctSegment | FLEXIBLESEGMENT | flexível | segmento de dutos | OST_Duct
ifcObjectDefinition | ifcObject | ifcProduct | ifcElement | ifcDistributionElement | ifcDistributionFlowElement | ifcFlowSegment | ifcDuctSegment | RIGIDSEGMENT | rígido | segmento de dutos | OST_Duct
ifcObjectDefinition | ifcObject | ifcProduct | ifcElement | ifcDistributionElement | ifcDistributionFlowElement | ifcFlowSegment | ifcDuctSegment | USERDEFINED | definido pelo usuário | segmento de dutos | OST_Duct
ifcObjectDefinition | ifcObject | ifcProduct | ifcElement | ifcDistributionElement | ifcDistributionFlowElement | ifcFlowSegment | ifcDuctSegment | NOTDEFINED | não definido | segmento de dutos | OST_Duct
ifcObjectDefinition | ifcObject | ifcProduct | ifcElement | ifcDistributionElement | ifcDistributionFlowElement | ifcFlowTreatmentDevice | ifcDuctSiIencer | Enum_ENU | Enum_BRA | Tipo_BRA
ifcObjectDefinition | ifcObject | ifcProduct | ifcElement | ifcDistributionElement | ifcDistributionFlowElement | ifcFlowTreatmentDevice | ifcDuctSiIencer | FLATOVAL | oval achatado | silenciadores de dutos | OST_DuctFitting | OST_DuctAccessory
ifcObjectDefinition | ifcObject | ifcProduct | ifcElement | ifcDistributionElement | ifcDistributionFlowElement | ifcFlowTreatmentDevice | ifcDuctSiIencer | RECTANGULAR | retangular | silenciadores de dutos | OST_DuctFitting | OST_DuctAccessory
ifcObjectDefinition | ifcObject | ifcProduct | ifcElement | ifcDistributionElement | ifcDistributionFlowElement | ifcFlowTreatmentDevice | ifcDuctSiIencer | ROUND | redondo | silenciadores de dutos | OST_DuctFitting | OST_DuctAccessory
ifcObjectDefinition | ifcObject | ifcProduct | ifcElement | ifcDistributionElement | ifcDistributionFlowElement | ifcFlowTreatmentDevice | ifcDuctSiIencer | USERDEFINED | definido pelo usuário | silenciadores de dutos | OST_DuctFitting | OST_DuctAccessory
ifcObjectDefinition | ifcObject | ifcProduct | ifcElement | ifcDistributionElement | ifcDistributionFlowElement | ifcFlowTreatmentDevice | ifcDuctSiIencer | NOTDEFINED | não definido | silenciadores de dutos | OST_DuctFitting | OST_DuctAccessory
ifcObjectDefinition | ifcObject | ifcProduct | ifcElement | ifcDistributionElement | ifcDistributionFlowElement | ifcFlowTerminal | ifcEIectricAppIiance | Enum_ENU | Enum_BRA | Tipo_BRA
ifcObjectDefinition | ifcObject | ifcProduct | ifcElement | ifcDistributionElement | ifcDistributionFlowElement | ifcFlowTerminal | ifcEIectricAppIiance | DISHWASHER | maquina de lavar | aparelho elétrico | OST_PlumbingEquipment
ifcObjectDefinition | ifcObject | ifcProduct | ifcElement | ifcDistributionElement | ifcDistributionFlowElement | ifcFlowTerminal | ifcEIectricAppIiance | ELECTRICCOOKER | torradeira | aparelho elétrico | OST_PlumbingEquipment
ifcObjectDefinition | ifcObject | ifcProduct | ifcElement | ifcDistributionElement | ifcDistributionFlowElement | ifcFlowTerminal | ifcEIectricAppIiance | FREESTANDINGELECTRICHEATER | aquecedor | aparelho elétrico | OST_PlumbingEquipment
ifcObjectDefinition | ifcObject | ifcProduct | ifcElement | ifcDistributionElement | ifcDistributionFlowElement | ifcFlowTerminal | ifcEIectricAppIiance | FREESTANDINGFAN | ventilador de pé | aparelho elétrico | OST_PlumbingEquipment
ifcObjectDefinition | ifcObject | ifcProduct | ifcElement | ifcDistributionElement | ifcDistributionFlowElement | ifcFlowTerminal | ifcEIectricAppIiance | FREESTANDINGWATERCOOLER | geladeira | aparelho elétrico | OST_PlumbingEquipment
ifcObjectDefinition | ifcObject | ifcProduct | ifcElement | ifcDistributionElement | ifcDistributionFlowElement | ifcFlowTerminal | ifcEIectricAppIiance | FREESTANDINGWATERHEATER | aquecedor de água | aparelho elétrico | OST_PlumbingEquipment
ifcObjectDefinition | ifcObject | ifcProduct | ifcElement | ifcDistributionElement | ifcDistributionFlowElement | ifcFlowTerminal | ifcEIectricAppIiance | FREEZER | freezer | aparelho elétrico | OST_ElectricalEquipment | OST_FoodServiceEquipment
ifcObjectDefinition | ifcObject | ifcProduct | ifcElement | ifcDistributionElement | ifcDistributionFlowElement | ifcFlowTerminal | ifcEIectricAppIiance | FRIDGE FREEZER | congelador | aparelho elétrico | OST_ElectricalEquipment | OST_FoodServiceEquipment
ifcObjectDefinition | ifcObject | ifcProduct | ifcElement | ifcDistributionElement | ifcDistributionFlowElement | ifcFlowTerminal | ifcEIectricAppIiance | HANDDRYER | secador de mãos | aparelho elétrico | OST_ElectricalEquipment
ifcObjectDefinition | ifcObject | ifcProduct | ifcElement | ifcDistributionElement | ifcDistributionFlowElement | ifcFlowTerminal | ifcEIectricAppIiance | KITCHENMACHINE | máquina de cozinha | aparelho elétrico | OST_ElectricalEquipment | OST_FoodServiceEquipment | OST_PlumbingEquipment
ifcObjectDefinition | ifcObject | ifcProduct | ifcElement | ifcDistributionElement | ifcDistributionFlowElement | ifcFlowTerminal | ifcEIectricAppIiance | MICROWAVE | microondas | aparelho elétrico | OST_ElectricalEquipment | OST_FoodServiceEquipment
ifcObjectDefinition | ifcObject | ifcProduct | ifcElement | ifcDistributionElement | ifcDistributionFlowElement | ifcFlowTerminal | ifcEIectricAppIiance | PHOTOCOPIER | fotocopiadora | aparelho elétrico | OST_ElectricalEquipment
ifcObjectDefinition | ifcObject | ifcProduct | ifcElement | ifcDistributionElement | ifcDistributionFlowElement | ifcFlowTerminal | ifcEIectricAppIiance | REFRIGERATOR | refrigerador | aparelho elétrico | OST_ElectricalEquipment | OST_FoodServiceEquipment
ifcObjectDefinition | ifcObject | ifcProduct | ifcElement | ifcDistributionElement | ifcDistributionFlowElement | ifcFlowTerminal | ifcEIectricAppIiance | TUMBLEDRYER | secadora | aparelho elétrico | OST_ElectricalEquipment
ifcObjectDefinition | ifcObject | ifcProduct | ifcElement | ifcDistributionElement | ifcDistributionFlowElement | ifcFlowTerminal | ifcEIectricAppIiance | VENDINGMACHINE | máquina de venda | aparelho elétrico | OST_ElectricalEquipment
ifcObjectDefinition | ifcObject | ifcProduct | ifcElement | ifcDistributionElement | ifcDistributionFlowElement | ifcFlowTerminal | ifcEIectricAppIiance | WASHINGMACHINE | maquina de lavar | aparelho elétrico | OST_ElectricalEquipment | OST_PlumbingEquipment | OST_PlumbingEquipment
ifcObjectDefinition | ifcObject | ifcProduct | ifcElement | ifcDistributionElement | ifcDistributionFlowElement | ifcFlowTerminal | ifcEIectricAppIiance | USERDEFINED | definido pelo usuário | aparelho elétrico | OST_PlumbingEquipment | OST_PlumbingEquipment
ifcObjectDefinition | ifcObject | ifcProduct | ifcElement | ifcDistributionElement | ifcDistributionFlowElement | ifcFlowTerminal | ifcEIectricAppIiance | NOTDEFINED | não definido | aparelho elétrico | OST_PlumbingEquipment | OST_PlumbingEquipment
ifcObjectDefinition | ifcObject | ifcProduct | ifcElement | ifcDistributionElement | ifcDistributionFlowElement | ifcFlowController | ifcEIectricDistributionBoard | Enum_ENU | Enum_BRA | Tipo_BRA
ifcObjectDefinition | ifcObject | ifcProduct | ifcElement | ifcDistributionElement | ifcDistributionFlowElement | ifcFlowController | ifcEIectricDistributionBoard | CONSUME-RUNIT | quadro unidade residencial | quadros de distribução | OST_ElectricalFixtures
ifcObjectDefinition | ifcObject | ifcProduct | ifcElement | ifcDistributionElement | ifcDistributionFlowElement | ifcFlowController | ifcEIectricDistributionBoard | DISTRIBUTIONBOARD | quadro de distribuição | quadros de distribução | OST_ElectricalFixtures
ifcObjectDefinition | ifcObject | ifcProduct | ifcElement | ifcDistributionElement | ifcDistributionFlowElement | ifcFlowController | ifcEIectricDistributionBoard | MOTORCONTROLCENTRE | panel de control de motores | quadros de distribução | OST_ElectricalFixtures
ifcObjectDefinition | ifcObject | ifcProduct | ifcElement | ifcDistributionElement | ifcDistributionFlowElement | ifcFlowController | ifcEIectricDistributionBoard | SWITCHBOARD | quadro de disjuntores | quadros de distribução | OST_ElectricalFixtures
ifcObjectDefinition | ifcObject | ifcProduct | ifcElement | ifcDistributionElement | ifcDistributionFlowElement | ifcFlowController | ifcEIectricDistributionBoard | USERDEFINED | definido pelo usuário | quadros de distribução | OST_ElectricalFixtures
ifcObjectDefinition | ifcObject | ifcProduct | ifcElement | ifcDistributionElement | ifcDistributionFlowElement | ifcFlowController | ifcEIectricDistributionBoard | NOTDEFINED | não definido | quadros de distribução | OST_ElectricalFixtures
ifcObjectDefinition | ifcObject | ifcProduct | ifcElement | ifcDistributionElement | ifcDistributionFlowElement | ifcFlowStorageDevice | ifcEIectricFIowStorageDevice | Enum_ENU | Enum_BRA | Tipo_BRA
ifcObjectDefinition | ifcObject | ifcProduct | ifcElement | ifcDistributionElement | ifcDistributionFlowElement | ifcFlowStorageDevice | ifcEIectricFIowStorageDevice | BATTERY | bateria | dispositivo de armazenamento elétrico | OST_ElectricalFixtures
ifcObjectDefinition | ifcObject | ifcProduct | ifcElement | ifcDistributionElement | ifcDistributionFlowElement | ifcFlowStorageDevice | ifcEIectricFIowStorageDevice | CAPACITORBANK | banco de capacitores | dispositivo de armazenamento elétrico | OST_ElectricalFixtures
ifcObjectDefinition | ifcObject | ifcProduct | ifcElement | ifcDistributionElement | ifcDistributionFlowElement | ifcFlowStorageDevice | ifcEIectricFIowStorageDevice | HARMONICFILTER | filtro harmônico | dispositivo de armazenamento elétrico | OST_ElectricalFixtures
ifcObjectDefinition | ifcObject | ifcProduct | ifcElement | ifcDistributionElement | ifcDistributionFlowElement | ifcFlowStorageDevice | ifcEIectricFIowStorageDevice | INDUCTORBANK | banco de indutores | dispositivo de armazenamento elétrico | OST_ElectricalFixtures
ifcObjectDefinition | ifcObject | ifcProduct | ifcElement | ifcDistributionElement | ifcDistributionFlowElement | ifcFlowStorageDevice | ifcEIectricFIowStorageDevice | UPS | UPS | dispositivo de armazenamento elétrico | OST_ElectricalFixtures
ifcObjectDefinition | ifcObject | ifcProduct | ifcElement | ifcDistributionElement | ifcDistributionFlowElement | ifcFlowStorageDevice | ifcEIectricFIowStorageDevice | USERDEFINED | definido pelo usuário | dispositivo de armazenamento elétrico | OST_ElectricalFixtures
ifcObjectDefinition | ifcObject | ifcProduct | ifcElement | ifcDistributionElement | ifcDistributionFlowElement | ifcFlowStorageDevice | ifcEIectricFIowStorageDevice | NOTDEFINED | não definido | dispositivo de armazenamento elétrico | OST_ElectricalFixtures
ifcObjectDefinition | ifcObject | ifcProduct | ifcElement | ifcDistributionElement | ifcDistributionFlowElement | ifcEnergyConversionDevice | ifcEIectricGenerator | Enum_ENU | Enum_BRA | Tipo_BRA
ifcObjectDefinition | ifcObject | ifcProduct | ifcElement | ifcDistributionElement | ifcDistributionFlowElement | ifcEnergyConversionDevice | ifcEIectricGenerator | CHP |  | geração elétrica | OST_ElectricalFixtures
ifcObjectDefinition | ifcObject | ifcProduct | ifcElement | ifcDistributionElement | ifcDistributionFlowElement | ifcEnergyConversionDevice | ifcEIectricGenerator | ENGINE-GENERATOR |  | geração elétrica | OST_ElectricalFixtures
ifcObjectDefinition | ifcObject | ifcProduct | ifcElement | ifcDistributionElement | ifcDistributionFlowElement | ifcEnergyConversionDevice | ifcEIectricGenerator | STANDALONE |  | geração elétrica | OST_ElectricalFixtures
ifcObjectDefinition | ifcObject | ifcProduct | ifcElement | ifcDistributionElement | ifcDistributionFlowElement | ifcEnergyConversionDevice | ifcEIectricGenerator | USERDEFINED | definido pelo usuário | geração elétrica | OST_ElectricalFixtures
ifcObjectDefinition | ifcObject | ifcProduct | ifcElement | ifcDistributionElement | ifcDistributionFlowElement | ifcEnergyConversionDevice | ifcEIectricGenerator | NOTDEFINED | não definido | geração elétrica | OST_ElectricalFixtures
ifcObjectDefinition | ifcObject | ifcProduct | ifcElement | ifcDistributionElement | ifcDistributionFlowElement | ifcFlowController | ifcEIectricTimeControI | Enum_ENU | Enum_BRA | Tipo_BRA
ifcObjectDefinition | ifcObject | ifcProduct | ifcElement | ifcDistributionElement | ifcDistributionFlowElement | ifcFlowController | ifcEIectricTimeControI | RELAY |  | controle elétrico | OST_ElectricalFixtures
ifcObjectDefinition | ifcObject | ifcProduct | ifcElement | ifcDistributionElement | ifcDistributionFlowElement | ifcFlowController | ifcEIectricTimeControI | TIME-CLOCK |  | controle elétrico | OST_ElectricalFixtures
ifcObjectDefinition | ifcObject | ifcProduct | ifcElement | ifcDistributionElement | ifcDistributionFlowElement | ifcFlowController | ifcEIectricTimeControI | TIMEDELAY |  | controle elétrico | OST_ElectricalFixtures
ifcObjectDefinition | ifcObject | ifcProduct | ifcElement | ifcDistributionElement | ifcDistributionFlowElement | ifcFlowController | ifcEIectricTimeControI | USERDEFINED | definido pelo usuário | controle elétrico | OST_ElectricalFixtures
ifcObjectDefinition | ifcObject | ifcProduct | ifcElement | ifcDistributionElement | ifcDistributionFlowElement | ifcFlowController | ifcEIectricTimeControI | NOTDEFINED | não definido | controle elétrico | OST_ElectricalFixtures
ifcObjectDefinition | ifcObject | ifcProduct | ifcElement | ifcDistributionElement | ifcDistributionFlowElement | ifcEnergyConversionDevice | ifcElectricMotor | Enum_ENU | Enum_BRA | Tipo_BRA
ifcObjectDefinition | ifcObject | ifcProduct | ifcElement | ifcDistributionElement | ifcDistributionFlowElement | ifcEnergyConversionDevice | ifcElectricMotor | DC | DC | força elétrica | OST_ElectricalFixtures
ifcObjectDefinition | ifcObject | ifcProduct | ifcElement | ifcDistributionElement | ifcDistributionFlowElement | ifcEnergyConversionDevice | ifcElectricMotor | INDUCTION | indução | força elétrica | OST_ElectricalFixtures
ifcObjectDefinition | ifcObject | ifcProduct | ifcElement | ifcDistributionElement | ifcDistributionFlowElement | ifcEnergyConversionDevice | ifcElectricMotor | POLYPHASE | polifase | força elétrica | OST_ElectricalFixtures
ifcObjectDefinition | ifcObject | ifcProduct | ifcElement | ifcDistributionElement | ifcDistributionFlowElement | ifcEnergyConversionDevice | ifcElectricMotor | RELUCTANCESYNCHRONOUS |  | força elétrica | OST_ElectricalFixtures
ifcObjectDefinition | ifcObject | ifcProduct | ifcElement | ifcDistributionElement | ifcDistributionFlowElement | ifcEnergyConversionDevice | ifcElectricMotor | SYNCHRONOUS |  | força elétrica | OST_ElectricalFixtures
ifcObjectDefinition | ifcObject | ifcProduct | ifcElement | ifcDistributionElement | ifcDistributionFlowElement | ifcEnergyConversionDevice | ifcElectricMotor | USERDEFINED | definido pelo usuário | força elétrica | OST_ElectricalFixtures
ifcObjectDefinition | ifcObject | ifcProduct | ifcElement | ifcDistributionElement | ifcDistributionFlowElement | ifcEnergyConversionDevice | ifcElectricMotor | NOTDEFINED | não definido | força elétrica | OST_ElectricalFixtures
ifcObjectDefinition | ifcObject | ifcProduct | ifcElement | ifcDistributionElement | ifcDistributionFlowElement | ifcEnergyConversionDevice | ifcEngine | Enum_ENU | Enum_BRA | Tipo_BRA
ifcObjectDefinition | ifcObject | ifcProduct | ifcElement | ifcDistributionElement | ifcDistributionFlowElement | ifcEnergyConversionDevice | ifcEngine | EXTERNALCOMBUSTION | combustão externa | máquinas | OST_MechanicalEquipment
ifcObjectDefinition | ifcObject | ifcProduct | ifcElement | ifcDistributionElement | ifcDistributionFlowElement | ifcEnergyConversionDevice | ifcEngine | INTERNALCOMBUSTION | combustão interna | máquinas | OST_MechanicalEquipment
ifcObjectDefinition | ifcObject | ifcProduct | ifcElement | ifcDistributionElement | ifcDistributionFlowElement | ifcEnergyConversionDevice | ifcEngine | USERDEFINED | definido pelo usuário | máquinas | OST_MechanicalEquipment
ifcObjectDefinition | ifcObject | ifcProduct | ifcElement | ifcDistributionElement | ifcDistributionFlowElement | ifcEnergyConversionDevice | ifcEngine | NOTDEFINED | não definido | máquinas | OST_MechanicalEquipment
ifcObjectDefinition | ifcObject | ifcProduct | ifcElement | ifcDistributionElement | ifcDistributionFlowElement | ifcEnergyConversionDevice | ifcEvaporativeCooIer | Enum_ENU | Enum_BRA | Tipo_BRA
ifcObjectDefinition | ifcObject | ifcProduct | ifcElement | ifcDistributionElement | ifcDistributionFlowElement | ifcEnergyConversionDevice | ifcEvaporativeCooIer | DIRECTEVAPORATIVEAIRWASHER |  | evaporadores de ar condicionado | OST_MechanicalEquipment
ifcObjectDefinition | ifcObject | ifcProduct | ifcElement | ifcDistributionElement | ifcDistributionFlowElement | ifcEnergyConversionDevice | ifcEvaporativeCooIer | DIRECTEVAPORATIVEPACKAGEDROTARYAIRCOOLER |  | evaporadores de ar condicionado | OST_MechanicalEquipment
ifcObjectDefinition | ifcObject | ifcProduct | ifcElement | ifcDistributionElement | ifcDistributionFlowElement | ifcEnergyConversionDevice | ifcEvaporativeCooIer | DIRECTEVAPORATIVERANDOMMEDIAAIRCOOLER |  | evaporadores de ar condicionado | OST_MechanicalEquipment
ifcObjectDefinition | ifcObject | ifcProduct | ifcElement | ifcDistributionElement | ifcDistributionFlowElement | ifcEnergyConversionDevice | ifcEvaporativeCooIer | DIRECTEVAPORATIVERIGIDMEDIAAIRCOOLER |  | evaporadores de ar condicionado | OST_MechanicalEquipment
ifcObjectDefinition | ifcObject | ifcProduct | ifcElement | ifcDistributionElement | ifcDistributionFlowElement | ifcEnergyConversionDevice | ifcEvaporativeCooIer | DIRECTEVAPORATIVESLINGERSPACKAGEDAIRCOOLER |  | evaporadores de ar condicionado | OST_MechanicalEquipment
ifcObjectDefinition | ifcObject | ifcProduct | ifcElement | ifcDistributionElement | ifcDistributionFlowElement | ifcEnergyConversionDevice | ifcEvaporativeCooIer | INDIRECTDIRECTCOMBINATION |  | evaporadores de ar condicionado | OST_MechanicalEquipment
ifcObjectDefinition | ifcObject | ifcProduct | ifcElement | ifcDistributionElement | ifcDistributionFlowElement | ifcEnergyConversionDevice | ifcEvaporativeCooIer | INDIRECTEVAPORATIVECOOLINGTOWERORCOILCOOLER |  | evaporadores de ar condicionado | OST_MechanicalEquipment
ifcObjectDefinition | ifcObject | ifcProduct | ifcElement | ifcDistributionElement | ifcDistributionFlowElement | ifcEnergyConversionDevice | ifcEvaporativeCooIer | INDIRECTEVAPORATIVEPACKAGEAIRCOOLER |  | evaporadores de ar condicionado | OST_MechanicalEquipment
ifcObjectDefinition | ifcObject | ifcProduct | ifcElement | ifcDistributionElement | ifcDistributionFlowElement | ifcEnergyConversionDevice | ifcEvaporativeCooIer | INDIRECTEVAPORATIVEWETCOIL |  | evaporadores de ar condicionado | OST_MechanicalEquipment
ifcObjectDefinition | ifcObject | ifcProduct | ifcElement | ifcDistributionElement | ifcDistributionFlowElement | ifcEnergyConversionDevice | ifcEvaporativeCooIer | USERDEFINED | definido pelo usuário | evaporadores de ar condicionado | OST_MechanicalEquipment
ifcObjectDefinition | ifcObject | ifcProduct | ifcElement | ifcDistributionElement | ifcDistributionFlowElement | ifcEnergyConversionDevice | ifcEvaporativeCooIer | NOTDEFINED | não definido | evaporadores de ar condicionado | OST_MechanicalEquipment
ifcObjectDefinition | ifcObject | ifcProduct | ifcElement | ifcDistributionElement | ifcDistributionFlowElement | ifcEnergyConversionDevice | ifcEvaporator | Enum_ENU | Enum_BRA | Tipo_BRA
ifcObjectDefinition | ifcObject | ifcProduct | ifcElement | ifcDistributionElement | ifcDistributionFlowElement | ifcEnergyConversionDevice | ifcEvaporator | DIRECTEXPANSION |  | evaporadores | OST_MechanicalEquipment
ifcObjectDefinition | ifcObject | ifcProduct | ifcElement | ifcDistributionElement | ifcDistributionFlowElement | ifcEnergyConversionDevice | ifcEvaporator | DIRECTEXPANSIONBRAZEDPLATE |  | evaporadores | OST_MechanicalEquipment
ifcObjectDefinition | ifcObject | ifcProduct | ifcElement | ifcDistributionElement | ifcDistributionFlowElement | ifcEnergyConversionDevice | ifcEvaporator | DIRECTEXPANSIONSHELLANDTUBE |  | evaporadores | OST_MechanicalEquipment
ifcObjectDefinition | ifcObject | ifcProduct | ifcElement | ifcDistributionElement | ifcDistributionFlowElement | ifcEnergyConversionDevice | ifcEvaporator | DIRECTEXPANSIONTUBEINTUBE |  | evaporadores | OST_MechanicalEquipment
ifcObjectDefinition | ifcObject | ifcProduct | ifcElement | ifcDistributionElement | ifcDistributionFlowElement | ifcEnergyConversionDevice | ifcEvaporator | FLOODEDSHELLANDTUBE |  | evaporadores | OST_MechanicalEquipment
ifcObjectDefinition | ifcObject | ifcProduct | ifcElement | ifcDistributionElement | ifcDistributionFlowElement | ifcEnergyConversionDevice | ifcEvaporator | SHELLANDCOIL |  | evaporadores | OST_MechanicalEquipment
ifcObjectDefinition | ifcObject | ifcProduct | ifcElement | ifcDistributionElement | ifcDistributionFlowElement | ifcEnergyConversionDevice | ifcEvaporator | USERDEFINED | definido pelo usuário | evaporadores | OST_MechanicalEquipment
ifcObjectDefinition | ifcObject | ifcProduct | ifcElement | ifcDistributionElement | ifcDistributionFlowElement | ifcEnergyConversionDevice | ifcEvaporator | NOTDEFINED | não definido | evaporadores | OST_MechanicalEquipment
ifcObjectDefinition | ifcObject | ifcProduct | ifcElement | ifcDistributionElement | ifcDistributionFlowElement | ifcFlowMovingDevice | ifcFan | Enum_ENU | Enum_BRA | Tipo_BRA
ifcObjectDefinition | ifcObject | ifcProduct | ifcElement | ifcDistributionElement | ifcDistributionFlowElement | ifcFlowMovingDevice | ifcFan | CENTRIFUGALAIRFOIL |  | ventiladores | OST_MechanicalEquipment
ifcObjectDefinition | ifcObject | ifcProduct | ifcElement | ifcDistributionElement | ifcDistributionFlowElement | ifcFlowMovingDevice | ifcFan | CENTRIFUGALBACKWARDINCLINEDCURVED |  | ventiladores | OST_MechanicalEquipment
ifcObjectDefinition | ifcObject | ifcProduct | ifcElement | ifcDistributionElement | ifcDistributionFlowElement | ifcFlowMovingDevice | ifcFan | CENTRIFUGALFORWARDCURVED |  | ventiladores | OST_MechanicalEquipment
ifcObjectDefinition | ifcObject | ifcProduct | ifcElement | ifcDistributionElement | ifcDistributionFlowElement | ifcFlowMovingDevice | ifcFan | CENTRIFUGALRADIAL |  | ventiladores | OST_MechanicalEquipment
ifcObjectDefinition | ifcObject | ifcProduct | ifcElement | ifcDistributionElement | ifcDistributionFlowElement | ifcFlowMovingDevice | ifcFan | PROPELLORAXIAL |  | ventiladores | OST_MechanicalEquipment
ifcObjectDefinition | ifcObject | ifcProduct | ifcElement | ifcDistributionElement | ifcDistributionFlowElement | ifcFlowMovingDevice | ifcFan | TUBEAXIAL |  | ventiladores | OST_MechanicalEquipment
ifcObjectDefinition | ifcObject | ifcProduct | ifcElement | ifcDistributionElement | ifcDistributionFlowElement | ifcFlowMovingDevice | ifcFan | VANEAXIAL |  | ventiladores | OST_MechanicalEquipment
ifcObjectDefinition | ifcObject | ifcProduct | ifcElement | ifcDistributionElement | ifcDistributionFlowElement | ifcFlowMovingDevice | ifcFan | USERDEFINED | definido pelo usuário | ventiladores | OST_MechanicalEquipment
ifcObjectDefinition | ifcObject | ifcProduct | ifcElement | ifcDistributionElement | ifcDistributionFlowElement | ifcFlowMovingDevice | ifcFan | NOTDEFINED | não definido | ventiladores | OST_MechanicalEquipment
ifcObjectDefinition | ifcObject | ifcProduct | ifcElement | ifcBuildingElementComponent | ifcBuildingElementComponent | ifcFastener |  | Enum_ENU | Enum_BRA | Tipo_BRA
ifcObjectDefinition | ifcObject | ifcProduct | ifcElement | ifcBuildingElementComponent | ifcBuildingElementComponent | ifcFastener |  | GLUE | cola | fixadores não mecânicos
ifcObjectDefinition | ifcObject | ifcProduct | ifcElement | ifcBuildingElementComponent | ifcBuildingElementComponent | ifcFastener |  | MORTAR | argamassa | fixadores não mecânicos
ifcObjectDefinition | ifcObject | ifcProduct | ifcElement | ifcBuildingElementComponent | ifcBuildingElementComponent | ifcFastener |  | WELD | solda | fixadores não mecânicos | OST_StructConnectionWelds
ifcObjectDefinition | ifcObject | ifcProduct | ifcElement | ifcBuildingElementComponent | ifcBuildingElementComponent | ifcFastener |  | USERDEFINED | definido pelo usuário | fixadores não mecânicos | OST_StructConnectionWelds
ifcObjectDefinition | ifcObject | ifcProduct | ifcElement | ifcBuildingElementComponent | ifcBuildingElementComponent | ifcFastener |  | NOTDEFINED | não definido | fixadores não mecânicos | OST_StructConnectionWelds
ifcObjectDefinition | ifcObject | ifcProduct | ifcElement | ifcDistributionElement | ifcDistributionFlowElement | ifcFlowTreatmentDevice | ifcFilter | Enum_ENU | Enum_BRA | Tipo_BRA
ifcObjectDefinition | ifcObject | ifcProduct | ifcElement | ifcDistributionElement | ifcDistributionFlowElement | ifcFlowTreatmentDevice | ifcFilter | AIRPARTICLEFILTER | de ar | filtros | OST_MechanicalEquipment
ifcObjectDefinition | ifcObject | ifcProduct | ifcElement | ifcDistributionElement | ifcDistributionFlowElement | ifcFlowTreatmentDevice | ifcFilter | COMPRESSEDAIRFILTER | de ar comprimido | filtros | OST_MechanicalEquipment
ifcObjectDefinition | ifcObject | ifcProduct | ifcElement | ifcDistributionElement | ifcDistributionFlowElement | ifcFlowTreatmentDevice | ifcFilter | ODORFILTER | de odores | filtros | OST_MechanicalEquipment
ifcObjectDefinition | ifcObject | ifcProduct | ifcElement | ifcDistributionElement | ifcDistributionFlowElement | ifcFlowTreatmentDevice | ifcFilter | OILFILTER | de oleos | filtros | OST_MechanicalEquipment
ifcObjectDefinition | ifcObject | ifcProduct | ifcElement | ifcDistributionElement | ifcDistributionFlowElement | ifcFlowTreatmentDevice | ifcFilter | STRAINER | crivos | filtros | OST_MechanicalEquipment
ifcObjectDefinition | ifcObject | ifcProduct | ifcElement | ifcDistributionElement | ifcDistributionFlowElement | ifcFlowTreatmentDevice | ifcFilter | WATERFILTER | de água | filtros | OST_MechanicalEquipment
ifcObjectDefinition | ifcObject | ifcProduct | ifcElement | ifcDistributionElement | ifcDistributionFlowElement | ifcFlowTreatmentDevice | ifcFilter | USERDEFINED | definido pelo usuário | filtros | OST_MechanicalEquipment
ifcObjectDefinition | ifcObject | ifcProduct | ifcElement | ifcDistributionElement | ifcDistributionFlowElement | ifcFlowTreatmentDevice | ifcFilter | NOTDEFINED | não definido | filtros | OST_MechanicalEquipment
ifcObjectDefinition | ifcObject | ifcProduct | ifcElement | ifcDistributionElement | ifcDistributionControlElement | ifcFIowInstrument |  | Enum_ENU | Enum_BRA | Tipo_BRA
ifcObjectDefinition | ifcObject | ifcProduct | ifcElement | ifcDistributionElement | ifcDistributionControlElement | ifcFIowInstrument |  | AMMETER | amperímetro | instrumentos de medição | OST_MechanicalEquipment
ifcObjectDefinition | ifcObject | ifcProduct | ifcElement | ifcDistributionElement | ifcDistributionControlElement | ifcFIowInstrument |  | FREQUENCYMETER | de frequência | instrumentos de medição | OST_MechanicalEquipment
ifcObjectDefinition | ifcObject | ifcProduct | ifcElement | ifcDistributionElement | ifcDistributionControlElement | ifcFIowInstrument |  | PHASEANGLEMETER | de fase | instrumentos de medição | OST_MechanicalEquipment
ifcObjectDefinition | ifcObject | ifcProduct | ifcElement | ifcDistributionElement | ifcDistributionControlElement | ifcFIowInstrument |  | POWERFACTORMETER | de potência | instrumentos de medição | OST_MechanicalEquipment
ifcObjectDefinition | ifcObject | ifcProduct | ifcElement | ifcDistributionElement | ifcDistributionControlElement | ifcFIowInstrument |  | PRESSURE-GAUGE | de pressão | instrumentos de medição | OST_MechanicalEquipment
ifcObjectDefinition | ifcObject | ifcProduct | ifcElement | ifcDistributionElement | ifcDistributionControlElement | ifcFIowInstrument |  | THERMOMETER | termómetro | instrumentos de medição | OST_MechanicalEquipment
ifcObjectDefinition | ifcObject | ifcProduct | ifcElement | ifcDistributionElement | ifcDistributionControlElement | ifcFIowInstrument |  | VOLTMETER PEAK | voltímetro | instrumentos de medição | OST_MechanicalEquipment
ifcObjectDefinition | ifcObject | ifcProduct | ifcElement | ifcDistributionElement | ifcDistributionControlElement | ifcFIowInstrument |  | VOLTMETER RMS | voltímetro RMS | instrumentos de medição | OST_MechanicalEquipment
ifcObjectDefinition | ifcObject | ifcProduct | ifcElement | ifcDistributionElement | ifcDistributionControlElement | ifcFIowInstrument |  | USERDEFINED | definido pelo usuário | instrumentos de medição | OST_MechanicalEquipment
ifcObjectDefinition | ifcObject | ifcProduct | ifcElement | ifcDistributionElement | ifcDistributionControlElement | ifcFIowInstrument |  | NOTDEFINED | não definido | instrumentos de medição | OST_MechanicalEquipment
ifcObjectDefinition | ifcObject | ifcProduct | ifcElement | ifcDistributionElement | ifcDistributionFlowElement | ifcFlowController | ifcFIowMeter | Enum_ENU | Enum_BRA | Tipo_BRA
ifcObjectDefinition | ifcObject | ifcProduct | ifcElement | ifcDistributionElement | ifcDistributionFlowElement | ifcFlowController | ifcFIowMeter | ENERGYMETER | de energia | medidores | OST_ElectricalEquipment
ifcObjectDefinition | ifcObject | ifcProduct | ifcElement | ifcDistributionElement | ifcDistributionFlowElement | ifcFlowController | ifcFIowMeter | GASMETER | de gas | medidores | OST_ElectricalEquipment
ifcObjectDefinition | ifcObject | ifcProduct | ifcElement | ifcDistributionElement | ifcDistributionFlowElement | ifcFlowController | ifcFIowMeter | OILMETER | de oleos | medidores | OST_ElectricalEquipment
ifcObjectDefinition | ifcObject | ifcProduct | ifcElement | ifcDistributionElement | ifcDistributionFlowElement | ifcFlowController | ifcFIowMeter | WATERMETER | de água | medidores | OST_ElectricalEquipment
ifcObjectDefinition | ifcObject | ifcProduct | ifcElement | ifcDistributionElement | ifcDistributionFlowElement | ifcFlowController | ifcFIowMeter | USERDEFINED | definido pelo usuário | medidores | OST_ElectricalEquipment
ifcObjectDefinition | ifcObject | ifcProduct | ifcElement | ifcDistributionElement | ifcDistributionFlowElement | ifcFlowController | ifcFIowMeter | NOTDEFINED | não definido | medidores | OST_ElectricalEquipment
ifcObjectDefinition | ifcObject | ifcProduct | ifcElement | ifcDistributionElement | ifcDistributionFlowElement | ifcFlowTerminal | ifcFireSuppressionTerminaI | Enum_ENU | Enum_BRA | Tipo_BRA
ifcObjectDefinition | ifcObject | ifcProduct | ifcElement | ifcDistributionElement | ifcDistributionFlowElement | ifcFlowTerminal | ifcFireSuppressionTerminaI | BREECHINGINLET | bocal de entrada | terminais de incêncio | OST_SecurityDevices
ifcObjectDefinition | ifcObject | ifcProduct | ifcElement | ifcDistributionElement | ifcDistributionFlowElement | ifcFlowTerminal | ifcFireSuppressionTerminaI | FIREHYDRANT | hidrante | terminais de incêncio | OST_SecurityDevices
ifcObjectDefinition | ifcObject | ifcProduct | ifcElement | ifcDistributionElement | ifcDistributionFlowElement | ifcFlowTerminal | ifcFireSuppressionTerminaI | HOSEREEL | mangueira | terminais de incêncio | OST_SecurityDevices
ifcObjectDefinition | ifcObject | ifcProduct | ifcElement | ifcDistributionElement | ifcDistributionFlowElement | ifcFlowTerminal | ifcFireSuppressionTerminaI | SPRINKLER | sprinkler | terminais de incêncio | OST_SecurityDevices
ifcObjectDefinition | ifcObject | ifcProduct | ifcElement | ifcDistributionElement | ifcDistributionFlowElement | ifcFlowTerminal | ifcFireSuppressionTerminaI | SPRINKLERDEFLECTOR | defletor de sprinkler | terminais de incêncio | OST_SecurityDevices
ifcObjectDefinition | ifcObject | ifcProduct | ifcElement | ifcDistributionElement | ifcDistributionFlowElement | ifcFlowTerminal | ifcFireSuppressionTerminaI | USERDEFINED | definido pelo usuário | terminais de incêncio | OST_SecurityDevices
ifcObjectDefinition | ifcObject | ifcProduct | ifcElement | ifcDistributionElement | ifcDistributionFlowElement | ifcFlowTerminal | ifcFireSuppressionTerminaI | NOTDEFINED | não definido | terminais de incêncio | OST_SecurityDevices
ifcObjectDefinition | ifcObject | ifcProduct | ifcElement | ifcBuildingElement | ifcFooting |  |  | Enum_ENU | Enum_BRA | Tipo_BRA
ifcObjectDefinition | ifcObject | ifcProduct | ifcElement | ifcBuildingElement | ifcFooting |  |  | CAISSON FOUNDATION | paredes de fundação | fundações | OST_StructuralFoundation
ifcObjectDefinition | ifcObject | ifcProduct | ifcElement | ifcBuildingElement | ifcFooting |  |  | FOOTING BEAM | baldrame | fundações | OST_StructuralFoundation
ifcObjectDefinition | ifcObject | ifcProduct | ifcElement | ifcBuildingElement | ifcFooting |  |  | PAD FOOTING | sapata | fundações | OST_StructuralFoundation
ifcObjectDefinition | ifcObject | ifcProduct | ifcElement | ifcBuildingElement | ifcFooting |  |  | PILE CAP | bloco de fundação | fundações | OST_StructuralFoundation
ifcObjectDefinition | ifcObject | ifcProduct | ifcElement | ifcBuildingElement | ifcFooting |  |  | STRIP FOOTING | cinta | fundações | OST_StructuralFoundation
ifcObjectDefinition | ifcObject | ifcProduct | ifcElement | ifcBuildingElement | ifcFooting |  |  | USERDEFINED | definido pelo usuário | fundações | OST_StructuralFoundation
ifcObjectDefinition | ifcObject | ifcProduct | ifcElement | ifcBuildingElement | ifcFooting |  |  | NOTDEFINED | não definido | fundações | OST_StructuralFoundation
ifcObjectDefinition | ifcObject | ifcProduct | ifcElement | ifcFurnishingElement | ifcFurniture |  |  | Enum_ENU | Enum_BRA | Tipo_BRA
ifcObjectDefinition | ifcObject | ifcProduct | ifcElement | ifcFurnishingElement | ifcFurniture |  |  | BED | cama | mobiliários | OST_Furniture
ifcObjectDefinition | ifcObject | ifcProduct | ifcElement | ifcFurnishingElement | ifcFurniture |  |  | CHAIR | cadeira | mobiliários | OST_Furniture
ifcObjectDefinition | ifcObject | ifcProduct | ifcElement | ifcFurnishingElement | ifcFurniture |  |  | DESK | mesa escritório | mobiliários | OST_Furniture
ifcObjectDefinition | ifcObject | ifcProduct | ifcElement | ifcFurnishingElement | ifcFurniture |  |  | FILECABINET | armário | mobiliários | OST_Furniture
ifcObjectDefinition | ifcObject | ifcProduct | ifcElement | ifcFurnishingElement | ifcFurniture |  |  | SHELF | prateleira | mobiliários | OST_Furniture
ifcObjectDefinition | ifcObject | ifcProduct | ifcElement | ifcFurnishingElement | ifcFurniture |  |  | SOFA | sofá | mobiliários | OST_Furniture
ifcObjectDefinition | ifcObject | ifcProduct | ifcElement | ifcFurnishingElement | ifcFurniture |  |  | TABLE | mesa | mobiliários | OST_Furniture
ifcObjectDefinition | ifcObject | ifcProduct | ifcElement | ifcFurnishingElement | ifcFurniture |  |  | USERDEFINED | definido pelo usuário | mobiliários | OST_Furniture
ifcObjectDefinition | ifcObject | ifcProduct | ifcElement | ifcFurnishingElement | ifcFurniture |  |  | NOTDEFINED | não definido | mobiliários | OST_Furniture
ifcObjectDefinition | ifcObject | ifcProduct | ifcElement | ifcGeographicEIement |  |  |  | Enum_ENU | Enum_BRA | Tipo_BRA
ifcObjectDefinition | ifcObject | ifcProduct | ifcElement | ifcGeographicEIement |  |  |  | TERRAIN | terreno | elementos geográficos | OST_Topography
ifcObjectDefinition | ifcObject | ifcProduct | ifcElement | ifcGeographicEIement |  |  |  | USERDEFINED | definido pelo usuário | elementos geográficos | OST_Topography
ifcObjectDefinition | ifcObject | ifcProduct | ifcElement | ifcGeographicEIement |  |  |  | NOTDEFINED | não definido | elementos geográficos | OST_Topography
ifcObjectDefinition | ifcObject | ifcProduct | ifcElement | ifcDistributionElement | ifcDistributionFlowElement | ifcEnergyConversionDevice | ifcHeatExchanger | Enum_ENU | Enum_BRA | Tipo_BRA
ifcObjectDefinition | ifcObject | ifcProduct | ifcElement | ifcDistributionElement | ifcDistributionFlowElement | ifcEnergyConversionDevice | ifcHeatExchanger | PLATE | trocador de calor | trocador de calor | OST_MechanicalEquipment
ifcObjectDefinition | ifcObject | ifcProduct | ifcElement | ifcDistributionElement | ifcDistributionFlowElement | ifcEnergyConversionDevice | ifcHeatExchanger | SHELLANDTUBE |  | trocador de calor | OST_MechanicalEquipment
ifcObjectDefinition | ifcObject | ifcProduct | ifcElement | ifcDistributionElement | ifcDistributionFlowElement | ifcEnergyConversionDevice | ifcHeatExchanger | USERDEFINED | definido pelo usuário | trocador de calor | OST_MechanicalEquipment
ifcObjectDefinition | ifcObject | ifcProduct | ifcElement | ifcDistributionElement | ifcDistributionFlowElement | ifcEnergyConversionDevice | ifcHeatExchanger | NOTDEFINED | não definido | trocador de calor | OST_MechanicalEquipment
ifcObjectDefinition | ifcObject | ifcProduct | ifcElement | ifcDistributionElement | ifcDistributionFlowElement | ifcEnergyConversionDevice | ifcHumidifier | Enum_ENU | Enum_BRA | Tipo_BRA
ifcObjectDefinition | ifcObject | ifcProduct | ifcElement | ifcDistributionElement | ifcDistributionFlowElement | ifcEnergyConversionDevice | ifcHumidifier | ADIABATICAIRWASHER | lavador adiabático de gás industrial | umidificadores | OST_MechanicalEquipment
ifcObjectDefinition | ifcObject | ifcProduct | ifcElement | ifcDistributionElement | ifcDistributionFlowElement | ifcEnergyConversionDevice | ifcHumidifier | ADIABATICATOMIZING | atomizador adiabático | umidificadores | OST_MechanicalEquipment
ifcObjectDefinition | ifcObject | ifcProduct | ifcElement | ifcDistributionElement | ifcDistributionFlowElement | ifcEnergyConversionDevice | ifcHumidifier | ADIABATICCOMPRESSEDAIRNOZZLE | atomizador adiabático com spray de evaporação | umidificadores | OST_MechanicalEquipment
ifcObjectDefinition | ifcObject | ifcProduct | ifcElement | ifcDistributionElement | ifcDistributionFlowElement | ifcEnergyConversionDevice | ifcHumidifier | ADIABATICPAN | atomizador adiabático tipo panel | umidificadores | OST_MechanicalEquipment
ifcObjectDefinition | ifcObject | ifcProduct | ifcElement | ifcDistributionElement | ifcDistributionFlowElement | ifcEnergyConversionDevice | ifcHumidifier | ADIABATICRIGIDMEDIA | atomizador adiabático com grelha de bocais | umidificadores | OST_MechanicalEquipment
ifcObjectDefinition | ifcObject | ifcProduct | ifcElement | ifcDistributionElement | ifcDistributionFlowElement | ifcEnergyConversionDevice | ifcHumidifier | ADIABATICULTRASONIC | umidificador ultrasônico | umidificadores | OST_MechanicalEquipment
ifcObjectDefinition | ifcObject | ifcProduct | ifcElement | ifcDistributionElement | ifcDistributionFlowElement | ifcEnergyConversionDevice | ifcHumidifier | ADIABATICWETTEDELEMENT |  | umidificadores | OST_MechanicalEquipment
ifcObjectDefinition | ifcObject | ifcProduct | ifcElement | ifcDistributionElement | ifcDistributionFlowElement | ifcEnergyConversionDevice | ifcHumidifier | ASSISTEDBUTANE | umidificador de gás GLP | umidificadores | OST_MechanicalEquipment
ifcObjectDefinition | ifcObject | ifcProduct | ifcElement | ifcDistributionElement | ifcDistributionFlowElement | ifcEnergyConversionDevice | ifcHumidifier | ASSISTEDELECTRIC | umidificador elétrico | umidificadores | OST_MechanicalEquipment
ifcObjectDefinition | ifcObject | ifcProduct | ifcElement | ifcDistributionElement | ifcDistributionFlowElement | ifcEnergyConversionDevice | ifcHumidifier | ASSISTEDNATURALGAS | umidificador de gás natural | umidificadores | OST_MechanicalEquipment
ifcObjectDefinition | ifcObject | ifcProduct | ifcElement | ifcDistributionElement | ifcDistributionFlowElement | ifcEnergyConversionDevice | ifcHumidifier | ASSISTEDPROPANE | umidificador de gás propano | umidificadores | OST_MechanicalEquipment
ifcObjectDefinition | ifcObject | ifcProduct | ifcElement | ifcDistributionElement | ifcDistributionFlowElement | ifcEnergyConversionDevice | ifcHumidifier | ASSISTEDSTEAM | labareda de vapor assistida | umidificadores | OST_MechanicalEquipment
ifcObjectDefinition | ifcObject | ifcProduct | ifcElement | ifcDistributionElement | ifcDistributionFlowElement | ifcEnergyConversionDevice | ifcHumidifier | STEAMINJECTION | bico injetor de vapor | umidificadores | OST_MechanicalEquipment
ifcObjectDefinition | ifcObject | ifcProduct | ifcElement | ifcDistributionElement | ifcDistributionFlowElement | ifcEnergyConversionDevice | ifcHumidifier | USERDEFINED | definido pelo usuário | umidificadores | OST_MechanicalEquipment
ifcObjectDefinition | ifcObject | ifcProduct | ifcElement | ifcDistributionElement | ifcDistributionFlowElement | ifcEnergyConversionDevice | ifcHumidifier | NOTDEFINED | não definido | umidificadores | OST_MechanicalEquipment
ifcObjectDefinition | ifcObject | ifcProduct | ifcElement | ifcDistributionElement | ifcDistributionFlowElement | ifcFlowTerminal | ifcLamp | Enum_ENU | Enum_BRA | Tipo_BRA
ifcObjectDefinition | ifcObject | ifcProduct | ifcElement | ifcDistributionElement | ifcDistributionFlowElement | ifcFlowTerminal | ifcLamp | COMPACTFLUORESCENT | fluorescente compacta | elementos de iluminação | OST_LightingDevices
ifcObjectDefinition | ifcObject | ifcProduct | ifcElement | ifcDistributionElement | ifcDistributionFlowElement | ifcFlowTerminal | ifcLamp | FLUORESCENT | fluorescente | elementos de iluminação | OST_LightingDevices
ifcObjectDefinition | ifcObject | ifcProduct | ifcElement | ifcDistributionElement | ifcDistributionFlowElement | ifcFlowTerminal | ifcLamp | HALOGEN | halógena | elementos de iluminação | OST_LightingDevices
ifcObjectDefinition | ifcObject | ifcProduct | ifcElement | ifcDistributionElement | ifcDistributionFlowElement | ifcFlowTerminal | ifcLamp | HIGHPRESSUREMERCURY | mercúrio de alta pressão | elementos de iluminação | OST_LightingDevices
ifcObjectDefinition | ifcObject | ifcProduct | ifcElement | ifcDistributionElement | ifcDistributionFlowElement | ifcFlowTerminal | ifcLamp | HIGHPRESSURESODIUM | sódio de alta pressão | elementos de iluminação | OST_LightingDevices
ifcObjectDefinition | ifcObject | ifcProduct | ifcElement | ifcDistributionElement | ifcDistributionFlowElement | ifcFlowTerminal | ifcLamp | LED | LED | elementos de iluminação | OST_LightingDevices
ifcObjectDefinition | ifcObject | ifcProduct | ifcElement | ifcDistributionElement | ifcDistributionFlowElement | ifcFlowTerminal | ifcLamp | METALHALIDE | Metal Halide | elementos de iluminação | OST_LightingDevices
ifcObjectDefinition | ifcObject | ifcProduct | ifcElement | ifcDistributionElement | ifcDistributionFlowElement | ifcFlowTerminal | ifcLamp | OLED | LED Orgânico | elementos de iluminação | OST_LightingDevices
ifcObjectDefinition | ifcObject | ifcProduct | ifcElement | ifcDistributionElement | ifcDistributionFlowElement | ifcFlowTerminal | ifcLamp | TUNGSTENFILAMENT | incandescente | elementos de iluminação | OST_LightingDevices
ifcObjectDefinition | ifcObject | ifcProduct | ifcElement | ifcDistributionElement | ifcDistributionFlowElement | ifcFlowTerminal | ifcLamp | USERDEFINED | definido pelo usuário | elementos de iluminação | OST_LightingDevices
ifcObjectDefinition | ifcObject | ifcProduct | ifcElement | ifcDistributionElement | ifcDistributionFlowElement | ifcFlowTerminal | ifcLamp | NOTDEFINED | não definido | elementos de iluminação | OST_LightingDevices
ifcObjectDefinition | ifcObject | ifcProduct | ifcElement | ifcDistributionElement | ifcDistributionFlowElement | ifcFlowTerminal | ifcLightFixture | Enum_ENU | Enum_BRA | Tipo_BRA
ifcObjectDefinition | ifcObject | ifcProduct | ifcElement | ifcDistributionElement | ifcDistributionFlowElement | ifcFlowTerminal | ifcLightFixture | DIRECTIONSOURCE | direcional | elementos de iluminação | OST_LightingDevices
ifcObjectDefinition | ifcObject | ifcProduct | ifcElement | ifcDistributionElement | ifcDistributionFlowElement | ifcFlowTerminal | ifcLightFixture | POINTSOURCE | pontual | elementos de iluminação | OST_LightingDevices
ifcObjectDefinition | ifcObject | ifcProduct | ifcElement | ifcDistributionElement | ifcDistributionFlowElement | ifcFlowTerminal | ifcLightFixture | SECURITYLIGHTING | de seguridade | elementos de iluminação | OST_LightingDevices
ifcObjectDefinition | ifcObject | ifcProduct | ifcElement | ifcDistributionElement | ifcDistributionFlowElement | ifcFlowTerminal | ifcLightFixture | USERDEFINED | definido pelo usuário | elementos de iluminação | OST_LightingDevices
ifcObjectDefinition | ifcObject | ifcProduct | ifcElement | ifcDistributionElement | ifcDistributionFlowElement | ifcFlowTerminal | ifcLightFixture | NOTDEFINED | não definido | elementos de iluminação | OST_LightingDevices
ifcObjectDefinition | ifcObject | ifcProduct | ifcElement | ifcDistributionElement | ifcDistributionFlowElement | ifcFlowTreatmentDevice | ifclnterceptor | Enum_ENU | Enum_BRA | Tipo_BRA
ifcObjectDefinition | ifcObject | ifcProduct | ifcElement | ifcDistributionElement | ifcDistributionFlowElement | ifcFlowTreatmentDevice | ifclnterceptor | CYCLONIC | coletor de pó ciclônico | sistemas de tratamento | OST_PlumbingFixtures
ifcObjectDefinition | ifcObject | ifcProduct | ifcElement | ifcDistributionElement | ifcDistributionFlowElement | ifcFlowTreatmentDevice | ifclnterceptor | GREASE | coletor de gordura | sistemas de tratamento | OST_PlumbingFixtures
ifcObjectDefinition | ifcObject | ifcProduct | ifcElement | ifcDistributionElement | ifcDistributionFlowElement | ifcFlowTreatmentDevice | ifclnterceptor | OIL | coletor de óleo | sistemas de tratamento | OST_PlumbingFixtures
ifcObjectDefinition | ifcObject | ifcProduct | ifcElement | ifcDistributionElement | ifcDistributionFlowElement | ifcFlowTreatmentDevice | ifclnterceptor | PETROL | coletor de petrôleo | sistemas de tratamento | OST_PlumbingFixtures
ifcObjectDefinition | ifcObject | ifcProduct | ifcElement | ifcDistributionElement | ifcDistributionFlowElement | ifcFlowTreatmentDevice | ifclnterceptor | USERDEFINED | definido pelo usuário | sistemas de tratamento | OST_PlumbingFixtures
ifcObjectDefinition | ifcObject | ifcProduct | ifcElement | ifcDistributionElement | ifcDistributionFlowElement | ifcFlowTreatmentDevice | ifclnterceptor | NOTDEFINED | não definido | sistemas de tratamento | OST_PlumbingFixtures
ifcObjectDefinition | ifcObject | ifcProduct | ifcElement | ifcBuildingElementComponent | ifcMechanicaIFastener |  |  | Enum_ENU | Enum_BRA | Tipo_BRA
ifcObjectDefinition | ifcObject | ifcProduct | ifcElement | ifcBuildingElementComponent | ifcMechanicaIFastener |  |  | ANCHORBOLT | parafuso de ancoragem | fixadores mecânicos | OST_StructConnectionBolts
ifcObjectDefinition | ifcObject | ifcProduct | ifcElement | ifcBuildingElementComponent | ifcMechanicaIFastener |  |  | BOLT | parabolt | fixadores mecânicos | OST_StructConnectionBolts
ifcObjectDefinition | ifcObject | ifcProduct | ifcElement | ifcBuildingElementComponent | ifcMechanicaIFastener |  |  | DOWEL | cavilha | fixadores mecânicos | OST_StructConnectionOthers
ifcObjectDefinition | ifcObject | ifcProduct | ifcElement | ifcBuildingElementComponent | ifcMechanicaIFastener |  |  | NAIL | prego | fixadores mecânicos | OST_StructConnectionOthers
ifcObjectDefinition | ifcObject | ifcProduct | ifcElement | ifcBuildingElementComponent | ifcMechanicaIFastener |  |  | NAILPLATE | chapa | fixadores mecânicos | OST_StructConnectionPlates
ifcObjectDefinition | ifcObject | ifcProduct | ifcElement | ifcBuildingElementComponent | ifcMechanicaIFastener |  |  | RIVET | rebite | fixadores mecânicos | OST_StructConnectionOthers
ifcObjectDefinition | ifcObject | ifcProduct | ifcElement | ifcBuildingElementComponent | ifcMechanicaIFastener |  |  | SCREW | parafuso | fixadores mecânicos | OST_StructConnectionBolts | OST_StructConnectionAnchors
ifcObjectDefinition | ifcObject | ifcProduct | ifcElement | ifcBuildingElementComponent | ifcMechanicaIFastener |  |  | SHEARCONNECTOR | conector de cisalhamento | fixadores mecânicos | OST_StructConnectionBolts | OST_StructConnectionAnchors
ifcObjectDefinition | ifcObject | ifcProduct | ifcElement | ifcBuildingElementComponent | ifcMechanicaIFastener |  |  | STAPLE | grampo | fixadores mecânicos | OST_StructConnectionBolts | OST_StructConnectionAnchors
ifcObjectDefinition | ifcObject | ifcProduct | ifcElement | ifcBuildingElementComponent | ifcMechanicaIFastener |  |  | STUDSHEARCONNECTOR | pino de cisalhamento | fixadores mecânicos | OST_StructConnectionBolts | OST_StructConnectionAnchors
ifcObjectDefinition | ifcObject | ifcProduct | ifcElement | ifcBuildingElementComponent | ifcMechanicaIFastener |  |  | USERDEFINED | definido pelo usuário | fixadores mecânicos | OST_StructConnectionBolts | OST_StructConnectionAnchors
ifcObjectDefinition | ifcObject | ifcProduct | ifcElement | ifcBuildingElementComponent | ifcMechanicaIFastener |  |  | NOTDEFINED | não definido | fixadores mecânicos | OST_StructConnectionBolts | OST_StructConnectionAnchors
ifcObjectDefinition | ifcObject | ifcProduct | ifcElement | ifcDistributionElement | ifcDistributionFlowElement | ifcFlowTerminal | ifcMedicaIDevice | Enum_ENU | Enum_BRA | Tipo_BRA
ifcObjectDefinition | ifcObject | ifcProduct | ifcElement | ifcDistributionElement | ifcDistributionFlowElement | ifcFlowTerminal | ifcMedicaIDevice | AIRSTATION | estação de ar | equipamento hospitalar | OST_MedicalEquipment | OST_NurseCallDevices
ifcObjectDefinition | ifcObject | ifcProduct | ifcElement | ifcDistributionElement | ifcDistributionFlowElement | ifcFlowTerminal | ifcMedicaIDevice | FEEDAIRUNIT | unidade de ar | equipamento hospitalar | OST_MedicalEquipment | OST_NurseCallDevices
ifcObjectDefinition | ifcObject | ifcProduct | ifcElement | ifcDistributionElement | ifcDistributionFlowElement | ifcFlowTerminal | ifcMedicaIDevice | OXYGENGENERATOR | gerador de oxigênio | equipamento hospitalar | OST_MedicalEquipment | OST_NurseCallDevices
ifcObjectDefinition | ifcObject | ifcProduct | ifcElement | ifcDistributionElement | ifcDistributionFlowElement | ifcFlowTerminal | ifcMedicaIDevice | OXYGENPLANT | planta de oxigênio | equipamento hospitalar | OST_MedicalEquipment | OST_NurseCallDevices
ifcObjectDefinition | ifcObject | ifcProduct | ifcElement | ifcDistributionElement | ifcDistributionFlowElement | ifcFlowTerminal | ifcMedicaIDevice | VACUUMSTATION | estação de vacuo | equipamento hospitalar | OST_MedicalEquipment | OST_NurseCallDevices
ifcObjectDefinition | ifcObject | ifcProduct | ifcElement | ifcDistributionElement | ifcDistributionFlowElement | ifcFlowTerminal | ifcMedicaIDevice | USERDEFINED | definido pelo usuário | equipamento hospitalar | OST_MedicalEquipment | OST_NurseCallDevices
ifcObjectDefinition | ifcObject | ifcProduct | ifcElement | ifcDistributionElement | ifcDistributionFlowElement | ifcFlowTerminal | ifcMedicaIDevice | NOTDEFINED | não definido | equipamento hospitalar | OST_MedicalEquipment | OST_NurseCallDevices
ifcObjectDefinition | ifcObject | ifcProduct | ifcElement | ifcBuildingElement | ifcBuildingElement | ifcMember |  | Enum_ENU | Enum_BRA | Tipo_BRA
ifcObjectDefinition | ifcObject | ifcProduct | ifcElement | ifcBuildingElement | ifcBuildingElement | ifcMember |  | BRACE CHORD | travamento | membros | OST_StructConnectionAnchors
ifcObjectDefinition | ifcObject | ifcProduct | ifcElement | ifcBuildingElement | ifcBuildingElement | ifcMember |  | COLLAR | abraçadeira | membros | OST_StructConnectionAnchors
ifcObjectDefinition | ifcObject | ifcProduct | ifcElement | ifcBuildingElement | ifcBuildingElement | ifcMember |  | MEMBER | membro | membros | OST_StructConnectionAnchors
ifcObjectDefinition | ifcObject | ifcProduct | ifcElement | ifcBuildingElement | ifcBuildingElement | ifcMember |  | MULLION | montante | membros | OST_Mullion
ifcObjectDefinition | ifcObject | ifcProduct | ifcElement | ifcBuildingElement | ifcBuildingElement | ifcMember |  | PLATE | placa | membros | OST_StructConnectionPlates
ifcObjectDefinition | ifcObject | ifcProduct | ifcElement | ifcBuildingElement | ifcBuildingElement | ifcMember |  | POST | poste | membros | OST_StructuralColumns
ifcObjectDefinition | ifcObject | ifcProduct | ifcElement | ifcBuildingElement | ifcBuildingElement | ifcMember |  | PURLIN | terças | membros | OST_StructuralFraming | OST_Purlin
ifcObjectDefinition | ifcObject | ifcProduct | ifcElement | ifcBuildingElement | ifcBuildingElement | ifcMember |  | RAFTER | viga | membros | OST_StructuralFraming | OST_Girder
ifcObjectDefinition | ifcObject | ifcProduct | ifcElement | ifcBuildingElement | ifcBuildingElement | ifcMember |  | STRINGER | apoio escada | membros | OST_StairsSupports
ifcObjectDefinition | ifcObject | ifcProduct | ifcElement | ifcBuildingElement | ifcBuildingElement | ifcMember |  | STRUT | escora | membros | OST_StructuralColumns
ifcObjectDefinition | ifcObject | ifcProduct | ifcElement | ifcBuildingElement | ifcBuildingElement | ifcMember |  | STUD | parafuso prolongador de aço | membros | OST_StructConnectionBolts
ifcObjectDefinition | ifcObject | ifcProduct | ifcElement | ifcBuildingElement | ifcBuildingElement | ifcMember |  | USERDEFINED | definido pelo usuário | membros
ifcObjectDefinition | ifcObject | ifcProduct | ifcElement | ifcBuildingElement | ifcBuildingElement | ifcMember |  | NOTDEFINED | não definido | membros
ifcObjectDefinition | ifcObject | ifcProduct | ifcElement | ifcDistributionElement | ifcDistributionFlowElement | ifcEnergyConversionDevice | ifcMotorConnection | Enum_ENU | Enum_BRA | Tipo_BRA
ifcObjectDefinition | ifcObject | ifcProduct | ifcElement | ifcDistributionElement | ifcDistributionFlowElement | ifcEnergyConversionDevice | ifcMotorConnection | BELTDRIVE | transmissão por correa | conexões de motores | OST_MechanicalEquipment
ifcObjectDefinition | ifcObject | ifcProduct | ifcElement | ifcDistributionElement | ifcDistributionFlowElement | ifcEnergyConversionDevice | ifcMotorConnection | COUPLING | acoplamento | conexões de motores | OST_MechanicalEquipment
ifcObjectDefinition | ifcObject | ifcProduct | ifcElement | ifcDistributionElement | ifcDistributionFlowElement | ifcEnergyConversionDevice | ifcMotorConnection | DIRECTDRIVE | acionamento direto | conexões de motores | OST_MechanicalEquipment
ifcObjectDefinition | ifcObject | ifcProduct | ifcElement | ifcDistributionElement | ifcDistributionFlowElement | ifcEnergyConversionDevice | ifcMotorConnection | USERDEFINED | definido pelo usuário | conexões de motores | OST_MechanicalEquipment
ifcObjectDefinition | ifcObject | ifcProduct | ifcElement | ifcDistributionElement | ifcDistributionFlowElement | ifcEnergyConversionDevice | ifcMotorConnection | NOTDEFINED | não definido | conexões de motores | OST_MechanicalEquipment
ifcObjectDefinition | ifcObject | ifcProduct | ifcElement | ifcDistributionElement | ifcDistributionFlowElement | ifcFlowTerminal | ifcOutlet | Enum_ENU | Enum_BRA | Tipo_BRA
ifcObjectDefinition | ifcObject | ifcProduct | ifcElement | ifcDistributionElement | ifcDistributionFlowElement | ifcFlowTerminal | ifcOutlet | AUDIOVISUALOUTLET | I/O audiovisual | entradas e saídas | OST_ElectricalFixtures
ifcObjectDefinition | ifcObject | ifcProduct | ifcElement | ifcDistributionElement | ifcDistributionFlowElement | ifcFlowTerminal | ifcOutlet | COMMUNICATIONSOUTLET | I/O comunicação | entradas e saídas | OST_ElectricalFixtures
ifcObjectDefinition | ifcObject | ifcProduct | ifcElement | ifcDistributionElement | ifcDistributionFlowElement | ifcFlowTerminal | ifcOutlet | DATAOUTLET | I/O dados | entradas e saídas | OST_ElectricalFixtures
ifcObjectDefinition | ifcObject | ifcProduct | ifcElement | ifcDistributionElement | ifcDistributionFlowElement | ifcFlowTerminal | ifcOutlet | POWEROUTLET | I/O energia | entradas e saídas | OST_ElectricalFixtures
ifcObjectDefinition | ifcObject | ifcProduct | ifcElement | ifcDistributionElement | ifcDistributionFlowElement | ifcFlowTerminal | ifcOutlet | TELEPHONEOUTLET | I/O telefonia | entradas e saídas | OST_ElectricalFixtures
ifcObjectDefinition | ifcObject | ifcProduct | ifcElement | ifcDistributionElement | ifcDistributionFlowElement | ifcFlowTerminal | ifcOutlet | USERDEFINED | definido pelo usuário | entradas e saídas | OST_ElectricalFixtures
ifcObjectDefinition | ifcObject | ifcProduct | ifcElement | ifcDistributionElement | ifcDistributionFlowElement | ifcFlowTerminal | ifcOutlet | NOTDEFINED | não definido | entradas e saídas | OST_ElectricalFixtures
ifcObjectDefinition | ifcObject | ifcProduct | ifcElement | ifcBuildingElement | ifcBuildingElement | ifcPile |  | Enum_ENU | Enum_BRA | Tipo_BRA
ifcObjectDefinition | ifcObject | ifcProduct | ifcElement | ifcBuildingElement | ifcBuildingElement | ifcPile |  | BORED | perfuração de estaca | estacas | OST_StructuralFoundation
ifcObjectDefinition | ifcObject | ifcProduct | ifcElement | ifcBuildingElement | ifcBuildingElement | ifcPile |  | COHESION |  | estacas | OST_StructuralFoundation
ifcObjectDefinition | ifcObject | ifcProduct | ifcElement | ifcBuildingElement | ifcBuildingElement | ifcPile |  | DRIVEN |  | estacas | OST_StructuralFoundation
ifcObjectDefinition | ifcObject | ifcProduct | ifcElement | ifcBuildingElement | ifcBuildingElement | ifcPile |  | FRICTION | estaca de atrito | estacas | OST_StructuralFoundation
ifcObjectDefinition | ifcObject | ifcProduct | ifcElement | ifcBuildingElement | ifcBuildingElement | ifcPile |  | JETGROUTING | estaca grauteada | estacas | OST_StructuralFoundation
ifcObjectDefinition | ifcObject | ifcProduct | ifcElement | ifcBuildingElement | ifcBuildingElement | ifcPile |  | SUPPORT | estaca de apoio | estacas | OST_StructuralFoundation
ifcObjectDefinition | ifcObject | ifcProduct | ifcElement | ifcBuildingElement | ifcBuildingElement | ifcPile |  | USERDEFINED | definido pelo usuário | estacas | OST_StructuralFoundation
ifcObjectDefinition | ifcObject | ifcProduct | ifcElement | ifcBuildingElement | ifcBuildingElement | ifcPile |  | NOTDEFINED | não definido | estacas | OST_StructuralFoundation
ifcObjectDefinition | ifcObject | ifcProduct | ifcElement | ifcBuildingElement | ifcPIate |  |  | Enum_ENU | Enum_BRA | Tipo_BRA
ifcObjectDefinition | ifcObject | ifcProduct | ifcElement | ifcBuildingElement | ifcPIate |  |  | CURTAINPANEL | painel de fachada | placas | OST_Curtain_Wall_Panels
ifcObjectDefinition | ifcObject | ifcProduct | ifcElement | ifcBuildingElement | ifcPIate |  |  | SHEET | folha | placas | OST_Curtain_Wall_Panels
ifcObjectDefinition | ifcObject | ifcProduct | ifcElement | ifcBuildingElement | ifcPIate |  |  | USERDEFINED | definido pelo usuário | placas | OST_Curtain_Wall_Panels
ifcObjectDefinition | ifcObject | ifcProduct | ifcElement | ifcBuildingElement | ifcPIate |  |  | NOTDEFINED | não definido | placas | OST_Curtain_Wall_Panels
ifcObjectDefinition | ifcObject | ifcProduct | ifcElement | ifcDistributionElement | ifcDistributionFlowElement | ifcFlowFitting | ifcPipeFitting | Enum_ENU | Enum_BRA | Tipo_BRA
ifcObjectDefinition | ifcObject | ifcProduct | ifcElement | ifcDistributionElement | ifcDistributionFlowElement | ifcFlowFitting | ifcPipeFitting | BEND | curva | conexão de tubulação | OST_PipeFitting
ifcObjectDefinition | ifcObject | ifcProduct | ifcElement | ifcDistributionElement | ifcDistributionFlowElement | ifcFlowFitting | ifcPipeFitting | CONNECTOR | conector | conexão de tubulação | OST_PipeFitting
ifcObjectDefinition | ifcObject | ifcProduct | ifcElement | ifcDistributionElement | ifcDistributionFlowElement | ifcFlowFitting | ifcPipeFitting | ENTRY | entrada | conexão de tubulação | OST_PipeFitting
ifcObjectDefinition | ifcObject | ifcProduct | ifcElement | ifcDistributionElement | ifcDistributionFlowElement | ifcFlowFitting | ifcPipeFitting | EXIT | saída | conexão de tubulação | OST_PipeFitting
ifcObjectDefinition | ifcObject | ifcProduct | ifcElement | ifcDistributionElement | ifcDistributionFlowElement | ifcFlowFitting | ifcPipeFitting | JUNCTION | junção | conexão de tubulação | OST_PipeFitting
ifcObjectDefinition | ifcObject | ifcProduct | ifcElement | ifcDistributionElement | ifcDistributionFlowElement | ifcFlowFitting | ifcPipeFitting | OBSTRUCTION | retenção | conexão de tubulação | OST_PipeFitting
ifcObjectDefinition | ifcObject | ifcProduct | ifcElement | ifcDistributionElement | ifcDistributionFlowElement | ifcFlowFitting | ifcPipeFitting | TRANSITION | transição | conexão de tubulação | OST_PipeFitting
ifcObjectDefinition | ifcObject | ifcProduct | ifcElement | ifcDistributionElement | ifcDistributionFlowElement | ifcFlowFitting | ifcPipeFitting | USERDEFINED | definido pelo usuário | conexão de tubulação | OST_PipeFitting
ifcObjectDefinition | ifcObject | ifcProduct | ifcElement | ifcDistributionElement | ifcDistributionFlowElement | ifcFlowFitting | ifcPipeFitting | NOTDEFINED | não definido | conexão de tubulação | OST_PipeFitting
ifcObjectDefinition | ifcObject | ifcProduct | ifcElement | ifcDistributionElement | ifcDistributionFlowElement | ifcFlowSegment | ifcPipeSegment | Enum_ENU | Enum_BRA | Tipo_BRA
ifcObjectDefinition | ifcObject | ifcProduct | ifcElement | ifcDistributionElement | ifcDistributionFlowElement | ifcFlowSegment | ifcPipeSegment | CULVERT | tubulação de bueiro | segmento de tubulação | OST_PipeSegments
ifcObjectDefinition | ifcObject | ifcProduct | ifcElement | ifcDistributionElement | ifcDistributionFlowElement | ifcFlowSegment | ifcPipeSegment | FLEXIBLESEGMENT | segmento flexível | segmento de tubulação | OST_PipeSegments
ifcObjectDefinition | ifcObject | ifcProduct | ifcElement | ifcDistributionElement | ifcDistributionFlowElement | ifcFlowSegment | ifcPipeSegment | GUTTER | calha | segmento de tubulação | OST_PipeSegments
ifcObjectDefinition | ifcObject | ifcProduct | ifcElement | ifcDistributionElement | ifcDistributionFlowElement | ifcFlowSegment | ifcPipeSegment | RIGIDSEGMENT | segmento rígido | segmento de tubulação | OST_PipeSegments
ifcObjectDefinition | ifcObject | ifcProduct | ifcElement | ifcDistributionElement | ifcDistributionFlowElement | ifcFlowSegment | ifcPipeSegment | SPOOL | conjunto flangeado | segmento de tubulação | OST_PipeSegments
ifcObjectDefinition | ifcObject | ifcProduct | ifcElement | ifcDistributionElement | ifcDistributionFlowElement | ifcFlowSegment | ifcPipeSegment | USERDEFINED | definido pelo usuário | segmento de tubulação | OST_PipeSegments
ifcObjectDefinition | ifcObject | ifcProduct | ifcElement | ifcDistributionElement | ifcDistributionFlowElement | ifcFlowSegment | ifcPipeSegment | NOTDEFINED | não definido | segmento de tubulação | OST_PipeSegments
ifcObjectDefinition | ifcObject | ifcProduct | ifcElement | ifcDistributionElement | ifcDistributionFlowElement | ifcFlowController | ifcProtectiveDevice | Enum_ENU | Enum_BRA | Tipo_BRA
ifcObjectDefinition | ifcObject | ifcProduct | ifcElement | ifcDistributionElement | ifcDistributionFlowElement | ifcFlowController | ifcProtectiveDevice | CIRCUITBREAKER | disjuntor de circuito | dispositivo de proteção elétrica | OST_ElectricalFixtures
ifcObjectDefinition | ifcObject | ifcProduct | ifcElement | ifcDistributionElement | ifcDistributionFlowElement | ifcFlowController | ifcProtectiveDevice | EARTHLEAKAGECIRCUITBREAKER | aterramento | dispositivo de proteção elétrica | OST_ElectricalFixtures
ifcObjectDefinition | ifcObject | ifcProduct | ifcElement | ifcDistributionElement | ifcDistributionFlowElement | ifcFlowController | ifcProtectiveDevice | EARTHINGSWITCH | interruptor de aterramento - GFCI | dispositivo de proteção elétrica | OST_ElectricalFixtures
ifcObjectDefinition | ifcObject | ifcProduct | ifcElement | ifcDistributionElement | ifcDistributionFlowElement | ifcFlowController | ifcProtectiveDevice | FUSEDISCONNECTOR | fussível de segurança | dispositivo de proteção elétrica | OST_ElectricalFixtures
ifcObjectDefinition | ifcObject | ifcProduct | ifcElement | ifcDistributionElement | ifcDistributionFlowElement | ifcFlowController | ifcProtectiveDevice | RESIDUALCURRENTCIRCUITBREAKER | disjuntor de corrente residual - RCCB | dispositivo de proteção elétrica | OST_ElectricalFixtures
ifcObjectDefinition | ifcObject | ifcProduct | ifcElement | ifcDistributionElement | ifcDistributionFlowElement | ifcFlowController | ifcProtectiveDevice | RESIDUALCURRENTSWITCH | interruptor de desarme | dispositivo de proteção elétrica | OST_ElectricalFixtures
ifcObjectDefinition | ifcObject | ifcProduct | ifcElement | ifcDistributionElement | ifcDistributionFlowElement | ifcFlowController | ifcProtectiveDevice | VARISTOR | varistor VDR | dispositivo de proteção elétrica | OST_ElectricalFixtures
ifcObjectDefinition | ifcObject | ifcProduct | ifcElement | ifcDistributionElement | ifcDistributionFlowElement | ifcFlowController | ifcProtectiveDevice | USERDEFINED | definido pelo usuário | dispositivo de proteção elétrica | OST_ElectricalFixtures
ifcObjectDefinition | ifcObject | ifcProduct | ifcElement | ifcDistributionElement | ifcDistributionFlowElement | ifcFlowController | ifcProtectiveDevice | NOTDEFINED | não definido | dispositivo de proteção elétrica | OST_ElectricalFixtures
ifcObjectDefinition | ifcObject | ifcProduct | ifcElement | ifcDistributionElement | ifcDistributionControlElement | ifcProtectiveDeviceTrippingUnit |  | Enum_ENU | Enum_BRA | Tipo_BRA
ifcObjectDefinition | ifcObject | ifcProduct | ifcElement | ifcDistributionElement | ifcDistributionControlElement | ifcProtectiveDeviceTrippingUnit |  | ELECTROMAGNETIC | eletromagnética | sistemas de proteção | OST_SecurityDevices
ifcObjectDefinition | ifcObject | ifcProduct | ifcElement | ifcDistributionElement | ifcDistributionControlElement | ifcProtectiveDeviceTrippingUnit |  | ELECTRONIC | eletrônica | sistemas de proteção | OST_SecurityDevices
ifcObjectDefinition | ifcObject | ifcProduct | ifcElement | ifcDistributionElement | ifcDistributionControlElement | ifcProtectiveDeviceTrippingUnit |  | RESIDUALCURRENT | corrente residual | sistemas de proteção | OST_SecurityDevices
ifcObjectDefinition | ifcObject | ifcProduct | ifcElement | ifcDistributionElement | ifcDistributionControlElement | ifcProtectiveDeviceTrippingUnit |  | THERMAL | térmica | sistemas de proteção | OST_SecurityDevices
ifcObjectDefinition | ifcObject | ifcProduct | ifcElement | ifcDistributionElement | ifcDistributionControlElement | ifcProtectiveDeviceTrippingUnit |  | USERDEFINED | definido pelo usuário | sistemas de proteção | OST_SecurityDevices
ifcObjectDefinition | ifcObject | ifcProduct | ifcElement | ifcDistributionElement | ifcDistributionControlElement | ifcProtectiveDeviceTrippingUnit |  | NOTDEFINED | não definido | sistemas de proteção | OST_SecurityDevices
ifcObjectDefinition | ifcObject | ifcProduct | ifcElement | ifcDistributionElement | ifcDistributionFlowElement | ifcFlowMovingDevice | ifcPump | Enum_ENU | Enum_BRA | Tipo_BRA
ifcObjectDefinition | ifcObject | ifcProduct | ifcElement | ifcDistributionElement | ifcDistributionFlowElement | ifcFlowMovingDevice | ifcPump | CIRCULATOR | bomba de circulação | bombas | OST_MechanicalEquipment
ifcObjectDefinition | ifcObject | ifcProduct | ifcElement | ifcDistributionElement | ifcDistributionFlowElement | ifcFlowMovingDevice | ifcPump | ENDSUCTION | bomba de sução | bombas | OST_MechanicalEquipment
ifcObjectDefinition | ifcObject | ifcProduct | ifcElement | ifcDistributionElement | ifcDistributionFlowElement | ifcFlowMovingDevice | ifcPump | SPLITCASE | bomba de caixa partida | bombas | OST_MechanicalEquipment
ifcObjectDefinition | ifcObject | ifcProduct | ifcElement | ifcDistributionElement | ifcDistributionFlowElement | ifcFlowMovingDevice | ifcPump | SUBMERSIBLEPUMP | bomba sumergível | bombas | OST_MechanicalEquipment
ifcObjectDefinition | ifcObject | ifcProduct | ifcElement | ifcDistributionElement | ifcDistributionFlowElement | ifcFlowMovingDevice | ifcPump | SUMPPUMP | bomba somamento industrial | bombas | OST_MechanicalEquipment
ifcObjectDefinition | ifcObject | ifcProduct | ifcElement | ifcDistributionElement | ifcDistributionFlowElement | ifcFlowMovingDevice | ifcPump | VERTICALINLINE | bomba vertical | bombas | OST_MechanicalEquipment
ifcObjectDefinition | ifcObject | ifcProduct | ifcElement | ifcDistributionElement | ifcDistributionFlowElement | ifcFlowMovingDevice | ifcPump | VERTICALTURBINE | bomba vertical tipo turbina | bombas | OST_MechanicalEquipment
ifcObjectDefinition | ifcObject | ifcProduct | ifcElement | ifcDistributionElement | ifcDistributionFlowElement | ifcFlowMovingDevice | ifcPump | USERDEFINED | definido pelo usuário | bombas | OST_MechanicalEquipment
ifcObjectDefinition | ifcObject | ifcProduct | ifcElement | ifcDistributionElement | ifcDistributionFlowElement | ifcFlowMovingDevice | ifcPump | NOTDEFINED | não definido | bombas | OST_MechanicalEquipment
ifcObjectDefinition | ifcObject | ifcProduct | ifcElement | ifcBuildingElement | ifcRaiIing |  |  | Enum_ENU | Enum_BRA | Tipo_BRA
ifcObjectDefinition | ifcObject | ifcProduct | ifcElement | ifcBuildingElement | ifcRaiIing |  |  | BALUSTRADE | balaustre | proteção à circulação | OST_Railings | OST_RailingSystem | OST_RailingBalusterRail
ifcObjectDefinition | ifcObject | ifcProduct | ifcElement | ifcBuildingElement | ifcRaiIing |  |  | GUARDRAIL | defesa metâlica | proteção à circulação | OST_Railings | OST_RailingSystem | OST_RailingBalusterRail
ifcObjectDefinition | ifcObject | ifcProduct | ifcElement | ifcBuildingElement | ifcRaiIing |  |  | HANDRAIL | corrimão | proteção à circulação | OST_Railings | OST_RailingSystem | OST_RailingBalusterRail
ifcObjectDefinition | ifcObject | ifcProduct | ifcElement | ifcBuildingElement | ifcRaiIing |  |  | USERDEFINED | definido pelo usuário | proteção à circulação | OST_Railings | OST_RailingSystem | OST_RailingBalusterRail
ifcObjectDefinition | ifcObject | ifcProduct | ifcElement | ifcBuildingElement | ifcRaiIing |  |  | NOTDEFINED | não definido | proteção à circulação | OST_Railings | OST_RailingSystem | OST_RailingBalusterRail
ifcObjectDefinition | ifcObject | ifcProduct | ifcElement | ifcBuildingElement | ifcRamp |  |  | Enum_ENU | Enum_BRA | Tipo_BRA
ifcObjectDefinition | ifcObject | ifcProduct | ifcElement | ifcBuildingElement | ifcRamp |  |  | HALF TURN RAMP | rampa U simetrica | rampas de circulação | OST_Ramps
ifcObjectDefinition | ifcObject | ifcProduct | ifcElement | ifcBuildingElement | ifcRamp |  |  | QUARTER TURN RAMP | rampa U asimetrica | rampas de circulação | OST_Ramps
ifcObjectDefinition | ifcObject | ifcProduct | ifcElement | ifcBuildingElement | ifcRamp |  |  | SPIRAL RAMP | rampa em espiral | rampas de circulação | OST_Ramps
ifcObjectDefinition | ifcObject | ifcProduct | ifcElement | ifcBuildingElement | ifcRamp |  |  | STRAIGHT RUN RAMP | rampa reta um lance | rampas de circulação | OST_Ramps
ifcObjectDefinition | ifcObject | ifcProduct | ifcElement | ifcBuildingElement | ifcRamp |  |  | TWO QUARTER TURN RAMP | rampa de quatro lances | rampas de circulação | OST_Ramps
ifcObjectDefinition | ifcObject | ifcProduct | ifcElement | ifcBuildingElement | ifcRamp |  |  | TWO STRAIGHT RUN RAMP | rampa reta de dois lances | rampas de circulação | OST_Ramps
ifcObjectDefinition | ifcObject | ifcProduct | ifcElement | ifcBuildingElement | ifcRamp |  |  | USERDEFINED | definido pelo usuário | rampas de circulação | OST_Ramps
ifcObjectDefinition | ifcObject | ifcProduct | ifcElement | ifcBuildingElement | ifcRamp |  |  | NOTDEFINED | não definido | rampas de circulação | OST_Ramps
ifcObjectDefinition | ifcObject | ifcProduct | ifcElement | ifcBuildingElement | ifcRampFlight |  |  | Enum_ENU | Enum_BRA | Tipo_BRA
ifcObjectDefinition | ifcObject | ifcProduct | ifcElement | ifcBuildingElement | ifcRampFlight |  |  | SPIRAL | rampa espiral | rampas especiais aéreas | OST_Ramps
ifcObjectDefinition | ifcObject | ifcProduct | ifcElement | ifcBuildingElement | ifcRampFlight |  |  | STRAIGHT | rampa reta | rampas especiais aéreas | OST_Ramps
ifcObjectDefinition | ifcObject | ifcProduct | ifcElement | ifcBuildingElement | ifcRampFlight |  |  | USERDEFINED | definido pelo usuário | rampas especiais aéreas | OST_Ramps
ifcObjectDefinition | ifcObject | ifcProduct | ifcElement | ifcBuildingElement | ifcRampFlight |  |  | NOTDEFINED | não definido | rampas especiais aéreas | OST_Ramps
ifcObjectDefinition | ifcObject | ifcProduct | ifcElement | ifcElementComponent | ifcReinforcingEIement | ifcReinforcingBar |  | Enum_ENU | Enum_BRA | Tipo_BRA
ifcObjectDefinition | ifcObject | ifcProduct | ifcElement | ifcElementComponent | ifcReinforcingEIement | ifcReinforcingBar |  | ANCHORING | ancoragem | reforço estrutural | OST_StructuralFraming | OST_StructConnections | OST_StructConnectionAnchors
ifcObjectDefinition | ifcObject | ifcProduct | ifcElement | ifcElementComponent | ifcReinforcingEIement | ifcReinforcingBar |  | EDGE | borda | reforço estrutural | OST_EdgeSlab
ifcObjectDefinition | ifcObject | ifcProduct | ifcElement | ifcElementComponent | ifcReinforcingEIement | ifcReinforcingBar |  | LIGATURE | ligação | reforço estrutural | OST_StructConnections
ifcObjectDefinition | ifcObject | ifcProduct | ifcElement | ifcElementComponent | ifcReinforcingEIement | ifcReinforcingBar |  | MAIN | principal | reforço estrutural | OST_Rebar
ifcObjectDefinition | ifcObject | ifcProduct | ifcElement | ifcElementComponent | ifcReinforcingEIement | ifcReinforcingBar |  | PLAIN | básico | reforço estrutural | OST_Rebar
ifcObjectDefinition | ifcObject | ifcProduct | ifcElement | ifcElementComponent | ifcReinforcingEIement | ifcReinforcingBar |  | PUNCHING | punção | reforço estrutural | OST_Rebar
ifcObjectDefinition | ifcObject | ifcProduct | ifcElement | ifcElementComponent | ifcReinforcingEIement | ifcReinforcingBar |  | RING | anel | reforço estrutural | OST_Rebar
ifcObjectDefinition | ifcObject | ifcProduct | ifcElement | ifcElementComponent | ifcReinforcingEIement | ifcReinforcingBar |  | SHEAR | cisalhamento | reforço estrutural | OST_Rebar
ifcObjectDefinition | ifcObject | ifcProduct | ifcElement | ifcElementComponent | ifcReinforcingEIement | ifcReinforcingBar |  | STUD | pino | reforço estrutural | OST_StructConnectionBolts
ifcObjectDefinition | ifcObject | ifcProduct | ifcElement | ifcElementComponent | ifcReinforcingEIement | ifcReinforcingBar |  | TEXTURED | textil | reforço estrutural | OST_StructuralTendons
ifcObjectDefinition | ifcObject | ifcProduct | ifcElement | ifcElementComponent | ifcReinforcingEIement | ifcReinforcingBar |  | USERDEFINED | definido pelo usuário | reforço estrutural | OST_Rebar
ifcObjectDefinition | ifcObject | ifcProduct | ifcElement | ifcElementComponent | ifcReinforcingEIement | ifcReinforcingBar |  | NOTDEFINED | não definido | reforço estrutural | OST_Rebar
ifcObjectDefinition | ifcObject | ifcProduct | ifcElement | ifcElementComponent | ifcReinforcingEIement | ifcReinforcingMesh |  | Enum_ENU | Enum_BRA | Tipo_BRA
ifcObjectDefinition | ifcObject | ifcProduct | ifcElement | ifcElementComponent | ifcReinforcingEIement | ifcReinforcingMesh |  | USERDEFINED | definido pelo usuário | malha estrutural | OST_StructuralFramingSystem
ifcObjectDefinition | ifcObject | ifcProduct | ifcElement | ifcElementComponent | ifcReinforcingEIement | ifcReinforcingMesh |  | NOTDEFINED | não definido | malha estrutural | OST_StructuralFramingSystem
ifcObjectDefinition | ifcObject | ifcProduct | ifcElement | ifcBuildingElement | ifcRoof |  |  | Enum_ENU | Enum_BRA | Tipo_BRA
ifcObjectDefinition | ifcObject | ifcProduct | ifcElement | ifcBuildingElement | ifcRoof |  |  | BARREL ROOF | curvo | telhados | OST_Roofs
ifcObjectDefinition | ifcObject | ifcProduct | ifcElement | ifcBuildingElement | ifcRoof |  |  | BUTTERFLY ROOF | borboleta | telhados | OST_Roofs
ifcObjectDefinition | ifcObject | ifcProduct | ifcElement | ifcBuildingElement | ifcRoof |  |  | DOME ROOF | domo | telhados | OST_Roofs
ifcObjectDefinition | ifcObject | ifcProduct | ifcElement | ifcBuildingElement | ifcRoof |  |  | FLAT ROOF | plano | telhados | OST_Roofs
ifcObjectDefinition | ifcObject | ifcProduct | ifcElement | ifcBuildingElement | ifcRoof |  |  | FREEFORM | forma livre | telhados | OST_Roofs
ifcObjectDefinition | ifcObject | ifcProduct | ifcElement | ifcBuildingElement | ifcRoof |  |  | GABLE ROOF | duas águas | telhados | OST_Roofs
ifcObjectDefinition | ifcObject | ifcProduct | ifcElement | ifcBuildingElement | ifcRoof |  |  | GAMBREL ROOF |  | telhados | OST_Roofs
ifcObjectDefinition | ifcObject | ifcProduct | ifcElement | ifcBuildingElement | ifcRoof |  |  | HIP ROOF | inclinado | telhados | OST_Roofs
ifcObjectDefinition | ifcObject | ifcProduct | ifcElement | ifcBuildingElement | ifcRoof |  |  | HIPPED GABLE ROOF |  | telhados | OST_Roofs
ifcObjectDefinition | ifcObject | ifcProduct | ifcElement | ifcBuildingElement | ifcRoof |  |  | MANSARD ROOF | mansarda | telhados | OST_Roofs
ifcObjectDefinition | ifcObject | ifcProduct | ifcElement | ifcBuildingElement | ifcRoof |  |  | PAVILION ROOF | pavilhão | telhados | OST_Roofs
ifcObjectDefinition | ifcObject | ifcProduct | ifcElement | ifcBuildingElement | ifcRoof |  |  | RAINBOW ROOF | gótico | telhados | OST_Roofs
ifcObjectDefinition | ifcObject | ifcProduct | ifcElement | ifcBuildingElement | ifcRoof |  |  | SHED ROOF | shed | telhados | OST_Roofs
ifcObjectDefinition | ifcObject | ifcProduct | ifcElement | ifcBuildingElement | ifcRoof |  |  | USERDEFINED | definido pelo usuário | telhados | OST_Roofs
ifcObjectDefinition | ifcObject | ifcProduct | ifcElement | ifcBuildingElement | ifcRoof |  |  | NOTDEFINED | não definido | telhados | OST_Roofs
ifcObjectDefinition | ifcTypeObject | ifcTypeProduct | ifcElementType | ifcDistributionElementType | ifcDistributionFlowElementType | ifcFlowTerminalType | ifcSanitaryTerminaI | Enum_ENU | Enum_BRA | Tipo_BRA
ifcObjectDefinition | ifcTypeObject | ifcTypeProduct | ifcElementType | ifcDistributionElementType | ifcDistributionFlowElementType | ifcFlowTerminalType | ifcSanitaryTerminaI | BATH | banheira | equipamento sanitário | OST_PlumbingEquipment
ifcObjectDefinition | ifcTypeObject | ifcTypeProduct | ifcElementType | ifcDistributionElementType | ifcDistributionFlowElementType | ifcFlowTerminalType | ifcSanitaryTerminaI | BIDET | bidê | equipamento sanitário | OST_PlumbingEquipment
ifcObjectDefinition | ifcTypeObject | ifcTypeProduct | ifcElementType | ifcDistributionElementType | ifcDistributionFlowElementType | ifcFlowTerminalType | ifcSanitaryTerminaI | CISTERN | cisterna | equipamento sanitário | OST_PlumbingEquipment
ifcObjectDefinition | ifcTypeObject | ifcTypeProduct | ifcElementType | ifcDistributionElementType | ifcDistributionFlowElementType | ifcFlowTerminalType | ifcSanitaryTerminaI | SANITARYFOUNTAIN | bebedouro | equipamento sanitário | OST_PlumbingEquipment
ifcObjectDefinition | ifcTypeObject | ifcTypeProduct | ifcElementType | ifcDistributionElementType | ifcDistributionFlowElementType | ifcFlowTerminalType | ifcSanitaryTerminaI | SHOWER | chuveiro | equipamento sanitário | OST_PlumbingEquipment
ifcObjectDefinition | ifcTypeObject | ifcTypeProduct | ifcElementType | ifcDistributionElementType | ifcDistributionFlowElementType | ifcFlowTerminalType | ifcSanitaryTerminaI | SINK | pia | equipamento sanitário | OST_PlumbingEquipment
ifcObjectDefinition | ifcTypeObject | ifcTypeProduct | ifcElementType | ifcDistributionElementType | ifcDistributionFlowElementType | ifcFlowTerminalType | ifcSanitaryTerminaI | TOILETPAN | bacia sanitária | equipamento sanitário | OST_PlumbingEquipment
ifcObjectDefinition | ifcTypeObject | ifcTypeProduct | ifcElementType | ifcDistributionElementType | ifcDistributionFlowElementType | ifcFlowTerminalType | ifcSanitaryTerminaI | URINAL | mictório | equipamento sanitário | OST_PlumbingEquipment
ifcObjectDefinition | ifcTypeObject | ifcTypeProduct | ifcElementType | ifcDistributionElementType | ifcDistributionFlowElementType | ifcFlowTerminalType | ifcSanitaryTerminaI | WASHHANDBASIN | pia de mão | equipamento sanitário | OST_PlumbingEquipment
ifcObjectDefinition | ifcTypeObject | ifcTypeProduct | ifcElementType | ifcDistributionElementType | ifcDistributionFlowElementType | ifcFlowTerminalType | ifcSanitaryTerminaI | USERDEFINED | definido pelo usuário | equipamento sanitário | OST_PlumbingEquipment
ifcObjectDefinition | ifcTypeObject | ifcTypeProduct | ifcElementType | ifcDistributionElementType | ifcDistributionFlowElementType | ifcFlowTerminalType | ifcSanitaryTerminaI | NOTDEFINED | não definido | equipamento sanitário | OST_PlumbingEquipment
ifcObjectDefinition | ifcObject | ifcProduct | ifcElement | ifcDistributionElement | ifcDistributionControlElement | ifcSensor |  | Enum_ENU | Enum_BRA | Tipo_BRA
ifcObjectDefinition | ifcObject | ifcProduct | ifcElement | ifcDistributionElement | ifcDistributionControlElement | ifcSensor |  | C02SENSOR | sensor de CO2 | sistemas de sensorização | OST_ElectricalFixtures
ifcObjectDefinition | ifcObject | ifcProduct | ifcElement | ifcDistributionElement | ifcDistributionControlElement | ifcSensor |  | CONDUCTANCE-SENSOR | sensor de conductância | sistemas de sensorização | OST_ElectricalFixtures
ifcObjectDefinition | ifcObject | ifcProduct | ifcElement | ifcDistributionElement | ifcDistributionControlElement | ifcSensor |  | CONTACTSENSOR | sensor de contato | sistemas de sensorização | OST_ElectricalFixtures
ifcObjectDefinition | ifcObject | ifcProduct | ifcElement | ifcDistributionElement | ifcDistributionControlElement | ifcSensor |  | COSENSOR | sensor de CO | sistemas de sensorização | OST_ElectricalFixtures
ifcObjectDefinition | ifcObject | ifcProduct | ifcElement | ifcDistributionElement | ifcDistributionControlElement | ifcSensor |  | FIRESENSOR | sensor de fogo | sistemas de sensorização | OST_ElectricalFixtures
ifcObjectDefinition | ifcObject | ifcProduct | ifcElement | ifcDistributionElement | ifcDistributionControlElement | ifcSensor |  | FLOWSENSOR | sensor de vazão | sistemas de sensorização | OST_ElectricalFixtures
ifcObjectDefinition | ifcObject | ifcProduct | ifcElement | ifcDistributionElement | ifcDistributionControlElement | ifcSensor |  | FROSTSENSOR | sensor de congelamento | sistemas de sensorização | OST_ElectricalFixtures
ifcObjectDefinition | ifcObject | ifcProduct | ifcElement | ifcDistributionElement | ifcDistributionControlElement | ifcSensor |  | GASSENSOR | sensor de gas | sistemas de sensorização | OST_ElectricalFixtures
ifcObjectDefinition | ifcObject | ifcProduct | ifcElement | ifcDistributionElement | ifcDistributionControlElement | ifcSensor |  | HEATSENSOR | sensor de calor | sistemas de sensorização | OST_ElectricalFixtures
ifcObjectDefinition | ifcObject | ifcProduct | ifcElement | ifcDistributionElement | ifcDistributionControlElement | ifcSensor |  | HUMIDITYSENSOR | sensor de umidade | sistemas de sensorização | OST_ElectricalFixtures
ifcObjectDefinition | ifcObject | ifcProduct | ifcElement | ifcDistributionElement | ifcDistributionControlElement | ifcSensor |  | IDENTIFIERSENSOR | sensor de identificação | sistemas de sensorização | OST_ElectricalFixtures
ifcObjectDefinition | ifcObject | ifcProduct | ifcElement | ifcDistributionElement | ifcDistributionControlElement | ifcSensor |  | IONCONCENTRATIONSENSOR | sensor de concentração sensor de ion | sistemas de sensorização | OST_ElectricalFixtures
ifcObjectDefinition | ifcObject | ifcProduct | ifcElement | ifcDistributionElement | ifcDistributionControlElement | ifcSensor |  | LEVELSENSOR | sensor de nível | sistemas de sensorização | OST_ElectricalFixtures
ifcObjectDefinition | ifcObject | ifcProduct | ifcElement | ifcDistributionElement | ifcDistributionControlElement | ifcSensor |  | LIGHTSENSOR | sensor de iluminação | sistemas de sensorização | OST_ElectricalFixtures
ifcObjectDefinition | ifcObject | ifcProduct | ifcElement | ifcDistributionElement | ifcDistributionControlElement | ifcSensor |  | MOISTURESENSOR | sensor de umidade | sistemas de sensorização | OST_ElectricalFixtures
ifcObjectDefinition | ifcObject | ifcProduct | ifcElement | ifcDistributionElement | ifcDistributionControlElement | ifcSensor |  | MOVEMENTSENSOR | sensor de movimento | sistemas de sensorização | OST_ElectricalFixtures
ifcObjectDefinition | ifcObject | ifcProduct | ifcElement | ifcDistributionElement | ifcDistributionControlElement | ifcSensor |  | PHSENSOR | sensor de PH | sistemas de sensorização | OST_ElectricalFixtures
ifcObjectDefinition | ifcObject | ifcProduct | ifcElement | ifcDistributionElement | ifcDistributionControlElement | ifcSensor |  | PRESSURESENSOR | sensor de pressão | sistemas de sensorização | OST_ElectricalFixtures
ifcObjectDefinition | ifcObject | ifcProduct | ifcElement | ifcDistributionElement | ifcDistributionControlElement | ifcSensor |  | RADIATIONSENSOR | sensor de radiação | sistemas de sensorização | OST_ElectricalFixtures
ifcObjectDefinition | ifcObject | ifcProduct | ifcElement | ifcDistributionElement | ifcDistributionControlElement | ifcSensor |  | RADIOACTIVITYSENSOR | sensor de radioactividade | sistemas de sensorização | OST_ElectricalFixtures
ifcObjectDefinition | ifcObject | ifcProduct | ifcElement | ifcDistributionElement | ifcDistributionControlElement | ifcSensor |  | SMOKESENSOR | sensor de fumaça | sistemas de sensorização | OST_ElectricalFixtures
ifcObjectDefinition | ifcObject | ifcProduct | ifcElement | ifcDistributionElement | ifcDistributionControlElement | ifcSensor |  | SOUNDSENSOR | sensor de som | sistemas de sensorização | OST_ElectricalFixtures
ifcObjectDefinition | ifcObject | ifcProduct | ifcElement | ifcDistributionElement | ifcDistributionControlElement | ifcSensor |  | TEMPERATURESENSOR | sensor de temperatura | sistemas de sensorização | OST_ElectricalFixtures
ifcObjectDefinition | ifcObject | ifcProduct | ifcElement | ifcDistributionElement | ifcDistributionControlElement | ifcSensor |  | WINDSENSOR | sensor de vento | sistemas de sensorização | OST_ElectricalFixtures
ifcObjectDefinition | ifcObject | ifcProduct | ifcElement | ifcDistributionElement | ifcDistributionControlElement | ifcSensor |  | USERDEFINED | definido pelo usuário | sistemas de sensorização | OST_ElectricalFixtures
ifcObjectDefinition | ifcObject | ifcProduct | ifcElement | ifcDistributionElement | ifcDistributionControlElement | ifcSensor |  | NOTDEFINED | não definido | sistemas de sensorização | OST_ElectricalFixtures
ifcObjectDefinition | ifcObject | ifcProduct | ifcElement | ifcBuildingElement | ifcBuildingElement | ifcShadingDevice |  | Enum_ENU | Enum_BRA | Tipo_BRA
ifcObjectDefinition | ifcObject | ifcProduct | ifcElement | ifcBuildingElement | ifcBuildingElement | ifcShadingDevice |  | AWNING | toldo | dispositivo de sombreamento | OST_GenericModel
ifcObjectDefinition | ifcObject | ifcProduct | ifcElement | ifcBuildingElement | ifcBuildingElement | ifcShadingDevice |  | JALOUSIE | cortina americana | dispositivo de sombreamento | OST_GenericModel
ifcObjectDefinition | ifcObject | ifcProduct | ifcElement | ifcBuildingElement | ifcBuildingElement | ifcShadingDevice |  | SHUTTER | veneziana | dispositivo de sombreamento | OST_GenericModel
ifcObjectDefinition | ifcObject | ifcProduct | ifcElement | ifcBuildingElement | ifcBuildingElement | ifcShadingDevice |  | USERDEFINED | definido pelo usuário | dispositivo de sombreamento | OST_GenericModel
ifcObjectDefinition | ifcObject | ifcProduct | ifcElement | ifcBuildingElement | ifcBuildingElement | ifcShadingDevice |  | NOTDEFINED | não definido | dispositivo de sombreamento | OST_GenericModel
ifcObjectDefinition | ifcObject | ifcProduct | ifcSpatialElement | ifcSpatialStructureElement | ifcSite |  |  | Enum_ENU | Enum_BRA | Tipo_BRA
ifcObjectDefinition | ifcObject | ifcProduct | ifcSpatialElement | ifcSpatialStructureElement | ifcSite |  |  | USERDEFINED | definido pelo usuário | sitio | OST_SitePropertyLineSegment | OST_Site | OST_SitePoint | OST_SiteRegion | OST_SiteSurface
ifcObjectDefinition | ifcObject | ifcProduct | ifcSpatialElement | ifcSpatialStructureElement | ifcSite |  |  | NOTDEFINED | não definido | sitio | OST_SitePropertyLineSegment | OST_Site | OST_SitePoint | OST_SiteRegion | OST_SiteSurface
ifcObjectDefinition | ifcObject | ifcProduct | ifcElement | ifcBuildingElement | ifcBuildingElement | ifcSlab |  | Enum_ENU | Enum_BRA | Tipo_BRA
ifcObjectDefinition | ifcObject | ifcProduct | ifcElement | ifcBuildingElement | ifcBuildingElement | ifcSlab |  | BASESLAB | platô | lajes | OST_StructuralFoundation
ifcObjectDefinition | ifcObject | ifcProduct | ifcElement | ifcBuildingElement | ifcBuildingElement | ifcSlab |  | FLOOR | piso | lajes | OST_Floors
ifcObjectDefinition | ifcObject | ifcProduct | ifcElement | ifcBuildingElement | ifcBuildingElement | ifcSlab |  | LANDING | descanso | lajes | OST_StairsLandings
ifcObjectDefinition | ifcObject | ifcProduct | ifcElement | ifcBuildingElement | ifcBuildingElement | ifcSlab |  | ROOF | cobertura | lajes | OST_Roofs
ifcObjectDefinition | ifcObject | ifcProduct | ifcElement | ifcBuildingElement | ifcBuildingElement | ifcSlab |  | USERDEFINED | definido pelo usuário | lajes | OST_Floors
ifcObjectDefinition | ifcObject | ifcProduct | ifcElement | ifcBuildingElement | ifcBuildingElement | ifcSlab |  | NOTDEFINED | não definido | lajes | OST_Floors
ifcObjectDefinition | ifcObject | ifcProduct | ifcElement | ifcDistributionElement | ifcDistributionFlowElement | ifcEnergyConversionDevice | ifcSoIarDevice | Enum_ENU | Enum_BRA | Tipo_BRA
ifcObjectDefinition | ifcObject | ifcProduct | ifcElement | ifcDistributionElement | ifcDistributionFlowElement | ifcEnergyConversionDevice | ifcSoIarDevice | SOLARCOLLECTOR | coletor solar | dispositivo de energia solar | OST_ElectricalFixtures
ifcObjectDefinition | ifcObject | ifcProduct | ifcElement | ifcDistributionElement | ifcDistributionFlowElement | ifcEnergyConversionDevice | ifcSoIarDevice | SOLARPANEL | painel solar | dispositivo de energia solar | OST_ElectricalFixtures
ifcObjectDefinition | ifcObject | ifcProduct | ifcElement | ifcDistributionElement | ifcDistributionFlowElement | ifcEnergyConversionDevice | ifcSoIarDevice | USERDEFINED | definido pelo usuário | dispositivo de energia solar | OST_ElectricalFixtures
ifcObjectDefinition | ifcObject | ifcProduct | ifcElement | ifcDistributionElement | ifcDistributionFlowElement | ifcEnergyConversionDevice | ifcSoIarDevice | NOTDEFINED | não definido | dispositivo de energia solar | OST_ElectricalFixtures
ifcObjectDefinition | ifcObject | ifcProduct | ifcSpatialElement | ifcSpatialStructureElement | ifcSpace |  |  | Enum_ENU | Enum_BRA | Tipo_BRA
ifcObjectDefinition | ifcObject | ifcProduct | ifcSpatialElement | ifcSpatialStructureElement | ifcSpace |  |  | EXTERNAL | externo | espaços | OST_MEPSpaces | OST_Rooms | OST_Areas
ifcObjectDefinition | ifcObject | ifcProduct | ifcSpatialElement | ifcSpatialStructureElement | ifcSpace |  |  | GFA | área bruta | espaços | OST_MEPSpaces | OST_Rooms | OST_Areas
ifcObjectDefinition | ifcObject | ifcProduct | ifcSpatialElement | ifcSpatialStructureElement | ifcSpace |  |  | INTERNAL | interno | espaços | OST_MEPSpaces | OST_Rooms | OST_Areas
ifcObjectDefinition | ifcObject | ifcProduct | ifcSpatialElement | ifcSpatialStructureElement | ifcSpace |  |  | PARKING | estacionamento | espaços | OST_MEPSpaces | OST_Rooms | OST_Areas
ifcObjectDefinition | ifcObject | ifcProduct | ifcSpatialElement | ifcSpatialStructureElement | ifcSpace |  |  | SPACE | espaço | espaços | OST_MEPSpaces | OST_Rooms | OST_Areas
ifcObjectDefinition | ifcObject | ifcProduct | ifcSpatialElement | ifcSpatialStructureElement | ifcSpace |  |  | USERDEFINED | definido pelo usuário | espaços | OST_MEPSpaces | OST_Rooms | OST_Areas
ifcObjectDefinition | ifcObject | ifcProduct | ifcSpatialElement | ifcSpatialStructureElement | ifcSpace |  |  | NOTDEFINED | não definido | espaços | OST_MEPSpaces | OST_Rooms | OST_Areas
ifcObjectDefinition | ifcObject | ifcProduct | ifcElement | ifcDistributionElement | ifcDistributionFlowElement | ifcFlowTerminal | ifcSpaceHeater | Enum_ENU | Enum_BRA | Tipo_BRA
ifcObjectDefinition | ifcObject | ifcProduct | ifcElement | ifcDistributionElement | ifcDistributionFlowElement | ifcFlowTerminal | ifcSpaceHeater | CONVECTOR | aquecedor de convecção | aquecedores | OST_SpecialityEquipment
ifcObjectDefinition | ifcObject | ifcProduct | ifcElement | ifcDistributionElement | ifcDistributionFlowElement | ifcFlowTerminal | ifcSpaceHeater | RADIATOR | radiador | aquecedores | OST_SpecialityEquipment
ifcObjectDefinition | ifcObject | ifcProduct | ifcElement | ifcDistributionElement | ifcDistributionFlowElement | ifcFlowTerminal | ifcSpaceHeater | USERDEFINED | definido pelo usuário | aquecedores | OST_SpecialityEquipment
ifcObjectDefinition | ifcObject | ifcProduct | ifcElement | ifcDistributionElement | ifcDistributionFlowElement | ifcFlowTerminal | ifcSpaceHeater | NOTDEFINED | não definido | aquecedores | OST_SpecialityEquipment
ifcObjectDefinition | ifcObject | ifcProduct | ifcSpatialElement | ifcSpatialZone |  |  |  | Enum_ENU | Enum_BRA | Tipo_BRA
ifcObjectDefinition | ifcObject | ifcProduct | ifcSpatialElement | ifcSpatialZone |  |  |  | CONSTRUCTION | de construção | zonas | OST_MassZone
ifcObjectDefinition | ifcObject | ifcProduct | ifcSpatialElement | ifcSpatialZone |  |  |  | FIRESAFETY | de segurança de incendio | zonas | OST_HVAC_Zones
ifcObjectDefinition | ifcObject | ifcProduct | ifcSpatialElement | ifcSpatialZone |  |  |  | LIGHTING | de iluminação | zonas | OST_ElectricalLoadZoneType
ifcObjectDefinition | ifcObject | ifcProduct | ifcSpatialElement | ifcSpatialZone |  |  |  | OCCUPANCY | útil | zonas | OST_HVAC_Zones
ifcObjectDefinition | ifcObject | ifcProduct | ifcSpatialElement | ifcSpatialZone |  |  |  | SECURITY | de seguridade | zonas | OST_ZoneEquipment
ifcObjectDefinition | ifcObject | ifcProduct | ifcSpatialElement | ifcSpatialZone |  |  |  | THERMAL | térmica | zonas | OST_HVAC_Zones
ifcObjectDefinition | ifcObject | ifcProduct | ifcSpatialElement | ifcSpatialZone |  |  |  | TRANSPORT | transporte | zonas | OST_HVAC_Zones
ifcObjectDefinition | ifcObject | ifcProduct | ifcSpatialElement | ifcSpatialZone |  |  |  | VENTILATION | ventilação | zonas | OST_HVAC_Zones
ifcObjectDefinition | ifcObject | ifcProduct | ifcSpatialElement | ifcSpatialZone |  |  |  | USERDEFINED | definido pelo usuário | zonas | OST_HVAC_Zones
ifcObjectDefinition | ifcObject | ifcProduct | ifcSpatialElement | ifcSpatialZone |  |  |  | NOTDEFINED | não definido | zonas | OST_HVAC_Zones
ifcObjectDefinition | ifcObject | ifcGroup | ifcSystem | ifcZone |  |  |  | Enum_ENU | Enum_BRA | Tipo_BRA
ifcObjectDefinition | ifcObject | ifcGroup | ifcSystem | ifcZone |  |  |  | USERDEFINED | definido pelo usuário | sistema de zonificação | OST_MEPSystemZone
ifcObjectDefinition | ifcObject | ifcGroup | ifcSystem | ifcZone |  |  |  | NOTDEFINED | não definido | sistema de zonificação | OST_MEPSystemZone
ifcObjectDefinition | ifcObject | ifcProduct | ifcElement | ifcDistributionElement | ifcDistributionFlowElement | ifcFlowTerminal | ifcStackTerminaI | Enum_ENU | Enum_BRA | Tipo_BRA
ifcObjectDefinition | ifcObject | ifcProduct | ifcElement | ifcDistributionElement | ifcDistributionFlowElement | ifcFlowTerminal | ifcStackTerminaI | BIRDCAGE | grelha hemisférica | terminal de fluídos | OST_Cage
ifcObjectDefinition | ifcObject | ifcProduct | ifcElement | ifcDistributionElement | ifcDistributionFlowElement | ifcFlowTerminal | ifcStackTerminaI | COWL | capela | terminal de fluídos | OST_PipeFitting
ifcObjectDefinition | ifcObject | ifcProduct | ifcElement | ifcDistributionElement | ifcDistributionFlowElement | ifcFlowTerminal | ifcStackTerminaI | RAINWATERHOPPER | coletor de calha pluvial | terminal de fluídos | OST_PipeFitting
ifcObjectDefinition | ifcObject | ifcProduct | ifcElement | ifcDistributionElement | ifcDistributionFlowElement | ifcFlowTerminal | ifcStackTerminaI | USERDEFINED | definido pelo usuário | terminal de fluídos | OST_PipeFitting
ifcObjectDefinition | ifcObject | ifcProduct | ifcElement | ifcDistributionElement | ifcDistributionFlowElement | ifcFlowTerminal | ifcStackTerminaI | NOTDEFINED | não definido | terminal de fluídos | OST_PipeFitting
ifcObjectDefinition | ifcObject | ifcProduct | ifcElement | ifcBuildingElement | ifcBuildingElement | ifcStair |  | Enum_ENU | Enum_BRA | Tipo_BRA
ifcObjectDefinition | ifcObject | ifcProduct | ifcElement | ifcBuildingElement | ifcBuildingElement | ifcStair |  | CURVED RUN STAIR | escada curva | escadas de circulação | OST_Stairs
ifcObjectDefinition | ifcObject | ifcProduct | ifcElement | ifcBuildingElement | ifcBuildingElement | ifcStair |  | DOUBLE RETURN STAIR | escada de 2 lances U | escadas de circulação | OST_Stairs
ifcObjectDefinition | ifcObject | ifcProduct | ifcElement | ifcBuildingElement | ifcBuildingElement | ifcStair |  | HALF TURN STAIR | escada de 2 lances | escadas de circulação | OST_Stairs
ifcObjectDefinition | ifcObject | ifcProduct | ifcElement | ifcBuildingElement | ifcBuildingElement | ifcStair |  | HALF WINDING STAIR | escada de 2 lances compensados | escadas de circulação | OST_Stairs
ifcObjectDefinition | ifcObject | ifcProduct | ifcElement | ifcBuildingElement | ifcBuildingElement | ifcStair |  | QUARTER TURN STAIR | escada 2 lances assimétricos | escadas de circulação | OST_Stairs
ifcObjectDefinition | ifcObject | ifcProduct | ifcElement | ifcBuildingElement | ifcBuildingElement | ifcStair |  | QUARTER WINDING STAR | escada 2 lances assimétricos compensados | escadas de circulação | OST_Stairs
ifcObjectDefinition | ifcObject | ifcProduct | ifcElement | ifcBuildingElement | ifcBuildingElement | ifcStair |  | SPIRAL STAIR | escada em espiral | escadas de circulação | OST_Stairs
ifcObjectDefinition | ifcObject | ifcProduct | ifcElement | ifcBuildingElement | ifcBuildingElement | ifcStair |  | STRAIGHT RUN STAIR | escada reta | escadas de circulação | OST_Stairs
ifcObjectDefinition | ifcObject | ifcProduct | ifcElement | ifcBuildingElement | ifcBuildingElement | ifcStair |  | THREE QUARTER TURN STAIR | escada de 3 lances | escadas de circulação | OST_Stairs
ifcObjectDefinition | ifcObject | ifcProduct | ifcElement | ifcBuildingElement | ifcBuildingElement | ifcStair |  | THREE QUARTER WINDING STAIR | escada de 3 lances compensados | escadas de circulação | OST_Stairs
ifcObjectDefinition | ifcObject | ifcProduct | ifcElement | ifcBuildingElement | ifcBuildingElement | ifcStair |  | TWO CURVED RUN STAIR | escada curva 2 lances | escadas de circulação | OST_Stairs
ifcObjectDefinition | ifcObject | ifcProduct | ifcElement | ifcBuildingElement | ifcBuildingElement | ifcStair |  | TWO QUARTER TURN STAIR | escada curva 2 lances | escadas de circulação | OST_Stairs
ifcObjectDefinition | ifcObject | ifcProduct | ifcElement | ifcBuildingElement | ifcBuildingElement | ifcStair |  | TWO QUARTER WINDING STAIR |  | escadas de circulação | OST_Stairs
ifcObjectDefinition | ifcObject | ifcProduct | ifcElement | ifcBuildingElement | ifcBuildingElement | ifcStair |  | TWO STRAIGHT RUN STAIR | escada reta 2 lances | escadas de circulação | OST_Stairs
ifcObjectDefinition | ifcObject | ifcProduct | ifcElement | ifcBuildingElement | ifcBuildingElement | ifcStair |  | USERDEFINED | definido pelo usuário | escadas de circulação | OST_Stairs
ifcObjectDefinition | ifcObject | ifcProduct | ifcElement | ifcBuildingElement | ifcBuildingElement | ifcStair |  | NOTDEFINED | não definido | escadas de circulação | OST_Stairs
ifcObjectDefinition | ifcObject | ifcProduct | ifcElement | ifcBuildingElement | ifcBuildingElement | ifcStairFIight |  | Enum_ENU | Enum_BRA | Tipo_BRA
ifcObjectDefinition | ifcObject | ifcProduct | ifcElement | ifcBuildingElement | ifcBuildingElement | ifcStairFIight |  | CURVED | curva | escadas especiais aéreas | OST_Stairs
ifcObjectDefinition | ifcObject | ifcProduct | ifcElement | ifcBuildingElement | ifcBuildingElement | ifcStairFIight |  | FREEFORM | formato livre | escadas especiais aéreas | OST_Stairs
ifcObjectDefinition | ifcObject | ifcProduct | ifcElement | ifcBuildingElement | ifcBuildingElement | ifcStairFIight |  | SPIRAL | espiral | escadas especiais aéreas | OST_Stairs
ifcObjectDefinition | ifcObject | ifcProduct | ifcElement | ifcBuildingElement | ifcBuildingElement | ifcStairFIight |  | STRAIGHT | reta | escadas especiais aéreas | OST_Stairs
ifcObjectDefinition | ifcObject | ifcProduct | ifcElement | ifcBuildingElement | ifcBuildingElement | ifcStairFIight |  | WINDER | compensada | escadas especiais aéreas | OST_Stairs
ifcObjectDefinition | ifcObject | ifcProduct | ifcElement | ifcBuildingElement | ifcBuildingElement | ifcStairFIight |  | USERDEFINED | definido pelo usuário | escadas especiais aéreas | OST_Stairs
ifcObjectDefinition | ifcObject | ifcProduct | ifcElement | ifcBuildingElement | ifcBuildingElement | ifcStairFIight |  | NOTDEFINED | não definido | escadas especiais aéreas | OST_Stairs
ifcObjectDefinition | ifcObject | ifcProduct | ifcElement | ifcDistributionElement | ifcDistributionFlowElement | ifcFlowController | ifcSwitchingDevice | Enum_ENU | Enum_BRA | Tipo_BRA
ifcObjectDefinition | ifcObject | ifcProduct | ifcElement | ifcDistributionElement | ifcDistributionFlowElement | ifcFlowController | ifcSwitchingDevice | CONTACTOR | contactor | dispositivo elétrico de controle | OST_ElectricalFixtures
ifcObjectDefinition | ifcObject | ifcProduct | ifcElement | ifcDistributionElement | ifcDistributionFlowElement | ifcFlowController | ifcSwitchingDevice | DIMMERSWITCH | dimerizador | dispositivo elétrico de controle | OST_ElectricalFixtures
ifcObjectDefinition | ifcObject | ifcProduct | ifcElement | ifcDistributionElement | ifcDistributionFlowElement | ifcFlowController | ifcSwitchingDevice | EMERGENCYSTOP | botão de emergência | dispositivo elétrico de controle | OST_ElectricalFixtures
ifcObjectDefinition | ifcObject | ifcProduct | ifcElement | ifcDistributionElement | ifcDistributionFlowElement | ifcFlowController | ifcSwitchingDevice | KEYPAD | botonera de comando | dispositivo elétrico de controle | OST_ElectricalFixtures
ifcObjectDefinition | ifcObject | ifcProduct | ifcElement | ifcDistributionElement | ifcDistributionFlowElement | ifcFlowController | ifcSwitchingDevice | MOMENTARYSWITCH | switch momentâneo | dispositivo elétrico de controle | OST_ElectricalFixtures
ifcObjectDefinition | ifcObject | ifcProduct | ifcElement | ifcDistributionElement | ifcDistributionFlowElement | ifcFlowController | ifcSwitchingDevice | SELECTORSWITCH | chave comutadora | dispositivo elétrico de controle | OST_ElectricalFixtures
ifcObjectDefinition | ifcObject | ifcProduct | ifcElement | ifcDistributionElement | ifcDistributionFlowElement | ifcFlowController | ifcSwitchingDevice | STARTER | interruptor de arranque | dispositivo elétrico de controle | OST_ElectricalFixtures
ifcObjectDefinition | ifcObject | ifcProduct | ifcElement | ifcDistributionElement | ifcDistributionFlowElement | ifcFlowController | ifcSwitchingDevice | SWITCHDISCONNECTOR | interruptor de parada | dispositivo elétrico de controle | OST_ElectricalFixtures
ifcObjectDefinition | ifcObject | ifcProduct | ifcElement | ifcDistributionElement | ifcDistributionFlowElement | ifcFlowController | ifcSwitchingDevice | TOGGLESWITCH | interruptor de alternância | dispositivo elétrico de controle | OST_ElectricalFixtures
ifcObjectDefinition | ifcObject | ifcProduct | ifcElement | ifcDistributionElement | ifcDistributionFlowElement | ifcFlowController | ifcSwitchingDevice | USERDEFINED | definido pelo usuário | dispositivo elétrico de controle | OST_ElectricalFixtures
ifcObjectDefinition | ifcObject | ifcProduct | ifcElement | ifcDistributionElement | ifcDistributionFlowElement | ifcFlowController | ifcSwitchingDevice | NOTDEFINED | não definido | dispositivo elétrico de controle | OST_ElectricalFixtures
ifcObjectDefinition | ifcObject | ifcProduct | ifcElement | ifcFurnishingElement | ifcSystemFurnitureEIement |  |  | Enum_ENU | Enum_BRA | Tipo_BRA
ifcObjectDefinition | ifcObject | ifcProduct | ifcElement | ifcFurnishingElement | ifcSystemFurnitureEIement |  |  | PANEL | panel | sistemas de mobiliários | OST_FurnitureSystems
ifcObjectDefinition | ifcObject | ifcProduct | ifcElement | ifcFurnishingElement | ifcSystemFurnitureEIement |  |  | WORKSURFACE | superfície de trabalho | sistemas de mobiliários | OST_FurnitureSystems
ifcObjectDefinition | ifcObject | ifcProduct | ifcElement | ifcFurnishingElement | ifcSystemFurnitureEIement |  |  | USERDEFINED | definido pelo usuário | sistemas de mobiliários | OST_FurnitureSystems
ifcObjectDefinition | ifcObject | ifcProduct | ifcElement | ifcFurnishingElement | ifcSystemFurnitureEIement |  |  | NOTDEFINED | não definido | sistemas de mobiliários | OST_FurnitureSystems
ifcObjectDefinition | ifcObject | ifcProduct | ifcElement | ifcDistributionElement | ifcDistributionFlowElement | ifcFlowStorageDevice | ifcTank | Enum_ENU | Enum_BRA | Tipo_BRA
ifcObjectDefinition | ifcObject | ifcProduct | ifcElement | ifcDistributionElement | ifcDistributionFlowElement | ifcFlowStorageDevice | ifcTank | BASIN | bacia | tanques | OST_MechanicalEquipment
ifcObjectDefinition | ifcObject | ifcProduct | ifcElement | ifcDistributionElement | ifcDistributionFlowElement | ifcFlowStorageDevice | ifcTank | BREAKPRESSURE | tanque de pressão | tanques | OST_MechanicalEquipment
ifcObjectDefinition | ifcObject | ifcProduct | ifcElement | ifcDistributionElement | ifcDistributionFlowElement | ifcFlowStorageDevice | ifcTank | EXPANSION | tanque de expasão | tanques | OST_MechanicalEquipment
ifcObjectDefinition | ifcObject | ifcProduct | ifcElement | ifcDistributionElement | ifcDistributionFlowElement | ifcFlowStorageDevice | ifcTank | FEEDANDEXPANSION | tanque de pressão e expansão | tanques | OST_MechanicalEquipment
ifcObjectDefinition | ifcObject | ifcProduct | ifcElement | ifcDistributionElement | ifcDistributionFlowElement | ifcFlowStorageDevice | ifcTank | PRESSURE-VESSEL | tanque de pressão | tanques | OST_MechanicalEquipment
ifcObjectDefinition | ifcObject | ifcProduct | ifcElement | ifcDistributionElement | ifcDistributionFlowElement | ifcFlowStorageDevice | ifcTank | STORAGE | tanque de armazenamento | tanques | OST_MechanicalEquipment
ifcObjectDefinition | ifcObject | ifcProduct | ifcElement | ifcDistributionElement | ifcDistributionFlowElement | ifcFlowStorageDevice | ifcTank | VESSEL | navio tanque | tanques | OST_MechanicalEquipment
ifcObjectDefinition | ifcObject | ifcProduct | ifcElement | ifcDistributionElement | ifcDistributionFlowElement | ifcFlowStorageDevice | ifcTank | USERDEFINED | definido pelo usuário | tanques | OST_MechanicalEquipment
ifcObjectDefinition | ifcObject | ifcProduct | ifcElement | ifcDistributionElement | ifcDistributionFlowElement | ifcFlowStorageDevice | ifcTank | NOTDEFINED | não definido | tanques | OST_MechanicalEquipment
ifcObjectDefinition | ifcObject | ifcProduct | ifcElement | ElementComponent | ifcReinforcingElement | ifcTendon |  | Enum_ENU | Enum_BRA | Tipo_BRA
ifcObjectDefinition | ifcObject | ifcProduct | ifcElement | ElementComponent | ifcReinforcingElement | ifcTendon |  | BAR | vergalhão de aço | tirantes estruturais | OST_Rebar
ifcObjectDefinition | ifcObject | ifcProduct | ifcElement | ElementComponent | ifcReinforcingElement | ifcTendon |  | COATED | cordoalha engraxada - plastificada | tirantes estruturais | OST_Rebar
ifcObjectDefinition | ifcObject | ifcProduct | ifcElement | ElementComponent | ifcReinforcingElement | ifcTendon |  | STRAND | cordoalha de fios de aço | tirantes estruturais | OST_Rebar
ifcObjectDefinition | ifcObject | ifcProduct | ifcElement | ElementComponent | ifcReinforcingElement | ifcTendon |  | WIRE | fio para protenção | tirantes estruturais | OST_Rebar
ifcObjectDefinition | ifcObject | ifcProduct | ifcElement | ElementComponent | ifcReinforcingElement | ifcTendon |  | USERDEFINED | definido pelo usuário | tirantes estruturais | OST_Rebar
ifcObjectDefinition | ifcObject | ifcProduct | ifcElement | ElementComponent | ifcReinforcingElement | ifcTendon |  | NOTDEFINED | não definido | tirantes estruturais | OST_Rebar
ifcObjectDefinition | ifcObject | ifcProduct | ifcElement | ElementComponent | ifcReinforcingElement | ifcTendonAnchor |  | Enum_ENU | Enum_BRA | Tipo_BRA
ifcObjectDefinition | ifcObject | ifcProduct | ifcElement | ElementComponent | ifcReinforcingElement | ifcTendonAnchor |  | COUPLER | acoplador | ancoragen de tirantes | OST_StructuralTendons
ifcObjectDefinition | ifcObject | ifcProduct | ifcElement | ElementComponent | ifcReinforcingElement | ifcTendonAnchor |  | FIXED END | fixa | ancoragen de tirantes | OST_StructuralTendons
ifcObjectDefinition | ifcObject | ifcProduct | ifcElement | ElementComponent | ifcReinforcingElement | ifcTendonAnchor |  | TENSIONING END | de tensionar | ancoragen de tirantes | OST_StructuralTendons
ifcObjectDefinition | ifcObject | ifcProduct | ifcElement | ElementComponent | ifcReinforcingElement | ifcTendonAnchor |  | USERDEFINED | definido pelo usuário | ancoragen de tirantes | OST_StructuralTendons
ifcObjectDefinition | ifcObject | ifcProduct | ifcElement | ElementComponent | ifcReinforcingElement | ifcTendonAnchor |  | NOTDEFINED | não definido | ancoragen de tirantes | OST_StructuralTendons
ifcObjectDefinition | ifcObject | ifcProduct | ifcElement | ifcDistributionElement | ifcDistributionFlowElement | ifcEnergyConversionDevice | ifcTransformer | Enum_ENU | Enum_BRA | Tipo_BRA
ifcObjectDefinition | ifcObject | ifcProduct | ifcElement | ifcDistributionElement | ifcDistributionFlowElement | ifcEnergyConversionDevice | ifcTransformer | CURRENT | de corrente | transformadores | OST_ElectricalEquipment
ifcObjectDefinition | ifcObject | ifcProduct | ifcElement | ifcDistributionElement | ifcDistributionFlowElement | ifcEnergyConversionDevice | ifcTransformer | FREQUENCY | de frequência | transformadores | OST_ElectricalEquipment
ifcObjectDefinition | ifcObject | ifcProduct | ifcElement | ifcDistributionElement | ifcDistributionFlowElement | ifcEnergyConversionDevice | ifcTransformer | INVERTER | inversor | transformadores | OST_ElectricalEquipment
ifcObjectDefinition | ifcObject | ifcProduct | ifcElement | ifcDistributionElement | ifcDistributionFlowElement | ifcEnergyConversionDevice | ifcTransformer | RECTIFIER | retificador | transformadores | OST_ElectricalEquipment
ifcObjectDefinition | ifcObject | ifcProduct | ifcElement | ifcDistributionElement | ifcDistributionFlowElement | ifcEnergyConversionDevice | ifcTransformer | VOLTAGE | de voltagem | transformadores | OST_ElectricalEquipment
ifcObjectDefinition | ifcObject | ifcProduct | ifcElement | ifcDistributionElement | ifcDistributionFlowElement | ifcEnergyConversionDevice | ifcTransformer | USERDEFINED | definido pelo usuário | transformadores | OST_ElectricalEquipment
ifcObjectDefinition | ifcObject | ifcProduct | ifcElement | ifcDistributionElement | ifcDistributionFlowElement | ifcEnergyConversionDevice | ifcTransformer | NOTDEFINED | não definido | transformadores | OST_ElectricalEquipment
ifcObjectDefinition | ifcObject | ifcProduct | ifcElement | ifcTransportEIement |  |  |  | Enum_ENU | Enum_BRA | Tipo_BRA
ifcObjectDefinition | ifcObject | ifcProduct | ifcElement | ifcTransportEIement |  |  |  | CRANE-WAY | guindaste | sistemas de transporte | OST_MechanicalEquipment
ifcObjectDefinition | ifcObject | ifcProduct | ifcElement | ifcTransportEIement |  |  |  | ELEVATOR | elevador | sistemas de transporte | OST_MechanicalEquipment
ifcObjectDefinition | ifcObject | ifcProduct | ifcElement | ifcTransportEIement |  |  |  | ESCALATOR | escada rolante | sistemas de transporte | OST_MechanicalEquipment
ifcObjectDefinition | ifcObject | ifcProduct | ifcElement | ifcTransportEIement |  |  |  | LIFTINGGEAR | equipamento de elevação | sistemas de transporte | OST_MechanicalEquipment
ifcObjectDefinition | ifcObject | ifcProduct | ifcElement | ifcTransportEIement |  |  |  | MOVINGWALKWAY | esteira rolante | sistemas de transporte | OST_MechanicalEquipment
ifcObjectDefinition | ifcObject | ifcProduct | ifcElement | ifcTransportEIement |  |  |  | USERDEFINED | definido pelo usuário | sistemas de transporte | OST_MechanicalEquipment
ifcObjectDefinition | ifcObject | ifcProduct | ifcElement | ifcTransportEIement |  |  |  | NOTDEFINED | não definido | sistemas de transporte | OST_MechanicalEquipment
ifcObjectDefinition | ifcObject | ifcProduct | ifcElement | ifcDistributionElement | ifcDistributionFlowElement | ifcEnergyConversionDevice | ifcTubeBundIe | Enum_ENU | Enum_BRA | Tipo_BRA
ifcObjectDefinition | ifcObject | ifcProduct | ifcElement | ifcDistributionElement | ifcDistributionFlowElement | ifcEnergyConversionDevice | ifcTubeBundIe | FINNED | tubos de troca de calor | tubulações | OST_MechanicalEquipment
ifcObjectDefinition | ifcObject | ifcProduct | ifcElement | ifcDistributionElement | ifcDistributionFlowElement | ifcEnergyConversionDevice | ifcTubeBundIe | USERDEFINED | definido pelo usuário | tubulações | OST_MechanicalEquipment
ifcObjectDefinition | ifcObject | ifcProduct | ifcElement | ifcDistributionElement | ifcDistributionFlowElement | ifcEnergyConversionDevice | ifcTubeBundIe | NOTDEFINED | não definido | tubulações | OST_MechanicalEquipment
ifcObjectDefinition | ifcObject | ifcProduct | ifcElement | ifcDistributionElement | ifcDistributionControlElement | ifcUnitaryControIEIement |  | Enum_ENU | Enum_BRA | Tipo_BRA
ifcObjectDefinition | ifcObject | ifcProduct | ifcElement | ifcDistributionElement | ifcDistributionControlElement | ifcUnitaryControIEIement |  | ALARMPANEL | painel de alarme | unidade de controle | OST_ElectricalFixtures
ifcObjectDefinition | ifcObject | ifcProduct | ifcElement | ifcDistributionElement | ifcDistributionControlElement | ifcUnitaryControIEIement |  | CONTROLPANEL | painel de control | unidade de controle | OST_ElectricalFixtures
ifcObjectDefinition | ifcObject | ifcProduct | ifcElement | ifcDistributionElement | ifcDistributionControlElement | ifcUnitaryControIEIement |  | GASDETECTIONPANEL | painel de gas | unidade de controle | OST_ElectricalFixtures
ifcObjectDefinition | ifcObject | ifcProduct | ifcElement | ifcDistributionElement | ifcDistributionControlElement | ifcUnitaryControIEIement |  | HUMIDISTAT | humidistato | unidade de controle | OST_ElectricalFixtures
ifcObjectDefinition | ifcObject | ifcProduct | ifcElement | ifcDistributionElement | ifcDistributionControlElement | ifcUnitaryControIEIement |  | INDICATORPANEL | painel de indicação | unidade de controle | OST_ElectricalFixtures
ifcObjectDefinition | ifcObject | ifcProduct | ifcElement | ifcDistributionElement | ifcDistributionControlElement | ifcUnitaryControIEIement |  | MIMICPANEL | painel de imitação | unidade de controle | OST_ElectricalFixtures
ifcObjectDefinition | ifcObject | ifcProduct | ifcElement | ifcDistributionElement | ifcDistributionControlElement | ifcUnitaryControIEIement |  | THERMOSTAT | termostato | unidade de controle | OST_ElectricalFixtures
ifcObjectDefinition | ifcObject | ifcProduct | ifcElement | ifcDistributionElement | ifcDistributionControlElement | ifcUnitaryControIEIement |  | WEATHERSTATION | estação meteorológica | unidade de controle | OST_ElectricalFixtures
ifcObjectDefinition | ifcObject | ifcProduct | ifcElement | ifcDistributionElement | ifcDistributionControlElement | ifcUnitaryControIEIement |  | USERDEFINED | definido pelo usuário | unidade de controle | OST_ElectricalFixtures
ifcObjectDefinition | ifcObject | ifcProduct | ifcElement | ifcDistributionElement | ifcDistributionControlElement | ifcUnitaryControIEIement |  | NOTDEFINED | não definido | unidade de controle | OST_ElectricalFixtures
ifcObjectDefinition | ifcObject | ifcProduct | ifcElement | ifcDistributionElement | ifcDistributionFlowElement | ifcEnergyConversionDevice | ifcUnitaryEquipment | Enum_ENU | Enum_BRA | Tipo_BRA
ifcObjectDefinition | ifcObject | ifcProduct | ifcElement | ifcDistributionElement | ifcDistributionFlowElement | ifcEnergyConversionDevice | ifcUnitaryEquipment | AIRCONDITIONINGUNIT | unidade de ar condicionado | equipamentos | OST_MechanicalEquipment
ifcObjectDefinition | ifcObject | ifcProduct | ifcElement | ifcDistributionElement | ifcDistributionFlowElement | ifcEnergyConversionDevice | ifcUnitaryEquipment | AIRHANDLER | ventilador | equipamentos | OST_MechanicalEquipment
ifcObjectDefinition | ifcObject | ifcProduct | ifcElement | ifcDistributionElement | ifcDistributionFlowElement | ifcEnergyConversionDevice | ifcUnitaryEquipment | DEHUMIDIFIER | desumidificador | equipamentos | OST_MechanicalEquipment
ifcObjectDefinition | ifcObject | ifcProduct | ifcElement | ifcDistributionElement | ifcDistributionFlowElement | ifcEnergyConversionDevice | ifcUnitaryEquipment | ROOFTOPUNIT | unidade rooftop | equipamentos | OST_MechanicalEquipment
ifcObjectDefinition | ifcObject | ifcProduct | ifcElement | ifcDistributionElement | ifcDistributionFlowElement | ifcEnergyConversionDevice | ifcUnitaryEquipment | SPLITSYSTEM | sistema split | equipamentos | OST_MechanicalEquipment
ifcObjectDefinition | ifcObject | ifcProduct | ifcElement | ifcDistributionElement | ifcDistributionFlowElement | ifcEnergyConversionDevice | ifcUnitaryEquipment | USERDEFINED | definido pelo usuário | equipamentos | OST_MechanicalEquipment
ifcObjectDefinition | ifcObject | ifcProduct | ifcElement | ifcDistributionElement | ifcDistributionFlowElement | ifcEnergyConversionDevice | ifcUnitaryEquipment | NOTDEFINED | não definido | equipamentos | OST_MechanicalEquipment
ifcObjectDefinition | ifcObject | ifcProduct | ifcElement | ifcDistributionElement | ifcDistributionFlowElement | ifcFlowController | ifcVaIve | Enum_ENU | Enum_BRA | Tipo_BRA
ifcObjectDefinition | ifcObject | ifcProduct | ifcElement | ifcDistributionElement | ifcDistributionFlowElement | ifcFlowController | ifcVaIve | ARRELEASE | ventosa | válvulas | OST_PipeFitting
ifcObjectDefinition | ifcObject | ifcProduct | ifcElement | ifcDistributionElement | ifcDistributionFlowElement | ifcFlowController | ifcVaIve | ANTIVACUUM | antivacuo | válvulas | OST_PipeFitting
ifcObjectDefinition | ifcObject | ifcProduct | ifcElement | ifcDistributionElement | ifcDistributionFlowElement | ifcFlowController | ifcVaIve | CHANGEOVER | de bypass | válvulas | OST_PipeFitting
ifcObjectDefinition | ifcObject | ifcProduct | ifcElement | ifcDistributionElement | ifcDistributionFlowElement | ifcFlowController | ifcVaIve | CHECK | válvula de retenção | válvulas | OST_PipeFitting
ifcObjectDefinition | ifcObject | ifcProduct | ifcElement | ifcDistributionElement | ifcDistributionFlowElement | ifcFlowController | ifcVaIve | COMMISSIONING | válvula de comisionamento | válvulas | OST_PipeFitting
ifcObjectDefinition | ifcObject | ifcProduct | ifcElement | ifcDistributionElement | ifcDistributionFlowElement | ifcFlowController | ifcVaIve | DIVERTING | válvula de desvio | válvulas | OST_PipeFitting
ifcObjectDefinition | ifcObject | ifcProduct | ifcElement | ifcDistributionElement | ifcDistributionFlowElement | ifcFlowController | ifcVaIve | DOUBLECHECK | válvula de retenção portinhola dupla | válvulas | OST_PipeFitting
ifcObjectDefinition | ifcObject | ifcProduct | ifcElement | ifcDistributionElement | ifcDistributionFlowElement | ifcFlowController | ifcVaIve | DOUBLEREGULATING | válvula de regulação dupla | válvulas | OST_PipeFitting
ifcObjectDefinition | ifcObject | ifcProduct | ifcElement | ifcDistributionElement | ifcDistributionFlowElement | ifcFlowController | ifcVaIve | DRAWOFFCOCK | torneira | válvulas | OST_PipeFitting
ifcObjectDefinition | ifcObject | ifcProduct | ifcElement | ifcDistributionElement | ifcDistributionFlowElement | ifcFlowController | ifcVaIve | FAUCET | torneira faucet | válvulas | OST_PipeFitting
ifcObjectDefinition | ifcObject | ifcProduct | ifcElement | ifcDistributionElement | ifcDistributionFlowElement | ifcFlowController | ifcVaIve | FLUSHING | válvula de descarga | válvulas | OST_PipeFitting
ifcObjectDefinition | ifcObject | ifcProduct | ifcElement | ifcDistributionElement | ifcDistributionFlowElement | ifcFlowController | ifcVaIve | GASCOCK | registro de gás | válvulas | OST_PipeFitting
ifcObjectDefinition | ifcObject | ifcProduct | ifcElement | ifcDistributionElement | ifcDistributionFlowElement | ifcFlowController | ifcVaIve | GASTAP | registro de gás | válvulas | OST_PipeFitting
ifcObjectDefinition | ifcObject | ifcProduct | ifcElement | ifcDistributionElement | ifcDistributionFlowElement | ifcFlowController | ifcVaIve | ISOLATING | registro da unidade | válvulas | OST_PipeFitting
ifcObjectDefinition | ifcObject | ifcProduct | ifcElement | ifcDistributionElement | ifcDistributionFlowElement | ifcFlowController | ifcVaIve | MIXING | misturador | válvulas | OST_PipeFitting
ifcObjectDefinition | ifcObject | ifcProduct | ifcElement | ifcDistributionElement | ifcDistributionFlowElement | ifcFlowController | ifcVaIve | PRESSUREREDUCING | válvula redutora de pressão | válvulas | OST_PipeFitting
ifcObjectDefinition | ifcObject | ifcProduct | ifcElement | ifcDistributionElement | ifcDistributionFlowElement | ifcFlowController | ifcVaIve | PRESSURERELIEF | válvula de alívio | válvulas | OST_PipeFitting
ifcObjectDefinition | ifcObject | ifcProduct | ifcElement | ifcDistributionElement | ifcDistributionFlowElement | ifcFlowController | ifcVaIve | REGULATING | válvula reguladora | válvulas | OST_PipeFitting
ifcObjectDefinition | ifcObject | ifcProduct | ifcElement | ifcDistributionElement | ifcDistributionFlowElement | ifcFlowController | ifcVaIve | SAFETYCUTOFF | válvula de segurança | válvulas | OST_PipeFitting
ifcObjectDefinition | ifcObject | ifcProduct | ifcElement | ifcDistributionElement | ifcDistributionFlowElement | ifcFlowController | ifcVaIve | STEAMTRAP | purgador de vapor | válvulas | OST_PipeFitting
ifcObjectDefinition | ifcObject | ifcProduct | ifcElement | ifcDistributionElement | ifcDistributionFlowElement | ifcFlowController | ifcVaIve | STOPCOCK | registro | válvulas | OST_PipeFitting
ifcObjectDefinition | ifcObject | ifcProduct | ifcElement | ifcDistributionElement | ifcDistributionFlowElement | ifcFlowController | ifcVaIve | USERDEFINED | definido pelo usuário | válvulas | OST_PipeFitting
ifcObjectDefinition | ifcObject | ifcProduct | ifcElement | ifcDistributionElement | ifcDistributionFlowElement | ifcFlowController | ifcVaIve | NOTDEFINED | não definido | válvulas | OST_PipeFitting
ifcObjectDefinition | ifcObject | ifcProduct | ifcElement | ifcElementComponent | ifcElementComponent | ifcVibrationIsoIator |  | Enum_ENU | Enum_BRA | Tipo_BRA
ifcObjectDefinition | ifcObject | ifcProduct | ifcElement | ifcElementComponent | ifcElementComponent | ifcVibrationIsoIator |  | COMPRESSION | base de inêrcia | isoladores de vibração | OST_MechanicalEquipment
ifcObjectDefinition | ifcObject | ifcProduct | ifcElement | ifcElementComponent | ifcElementComponent | ifcVibrationIsoIator |  | SPRING | isolador de mola | isoladores de vibração | OST_MechanicalEquipment
ifcObjectDefinition | ifcObject | ifcProduct | ifcElement | ifcElementComponent | ifcElementComponent | ifcVibrationIsoIator |  | USERDEFINED | definido pelo usuário | isoladores de vibração | OST_MechanicalEquipment
ifcObjectDefinition | ifcObject | ifcProduct | ifcElement | ifcElementComponent | ifcElementComponent | ifcVibrationIsoIator |  | NOTDEFINED | não definido | isoladores de vibração | OST_MechanicalEquipment
ifcObjectDefinition | ifcObject | ifcProduct | ifcElement | ifcBuildingElement | ifcBuildingElement | ifcWall |  | Enum_ENU | Enum_BRA | Tipo_BRA
ifcObjectDefinition | ifcObject | ifcProduct | ifcElement | ifcBuildingElement | ifcBuildingElement | ifcWall |  | MOVABLE | móvel | elementos de partição | OST_Walls
ifcObjectDefinition | ifcObject | ifcProduct | ifcElement | ifcBuildingElement | ifcBuildingElement | ifcWall |  | PARAPET | parapeito | elementos de partição | OST_Walls
ifcObjectDefinition | ifcObject | ifcProduct | ifcElement | ifcBuildingElement | ifcBuildingElement | ifcWall |  | PARTITIONING | divisória | elementos de partição | OST_Walls
ifcObjectDefinition | ifcObject | ifcProduct | ifcElement | ifcBuildingElement | ifcBuildingElement | ifcWall |  | PLUMBINGWALL | sanitária | elementos de partição | OST_Walls
ifcObjectDefinition | ifcObject | ifcProduct | ifcElement | ifcBuildingElement | ifcBuildingElement | ifcWall |  | SHEAR | de arrimo | elementos de partição | OST_Walls
ifcObjectDefinition | ifcObject | ifcProduct | ifcElement | ifcBuildingElement | ifcBuildingElement | ifcWall |  | SOLIDWALL | de alvenaria | elementos de partição | OST_Walls
ifcObjectDefinition | ifcObject | ifcProduct | ifcElement | ifcBuildingElement | ifcBuildingElement | ifcWall |  | ELEMENTEDWALL | composta | elementos de partição | OST_Walls
ifcObjectDefinition | ifcObject | ifcProduct | ifcElement | ifcBuildingElement | ifcBuildingElement | ifcWall |  | USERDEFINED | definido pelo usuário | elementos de partição | OST_Walls
ifcObjectDefinition | ifcObject | ifcProduct | ifcElement | ifcBuildingElement | ifcBuildingElement | ifcWall |  | NOTDEFINED | não definido | elementos de partição | OST_Walls
ifcObjectDefinition | ifcObject | ifcProduct | ifcElement | ifcDistributionElement | ifcDistributionFlowElement | ifcDistributionTerminal | ifcWasteTerminaI | Enum_ENU | Enum_BRA | Tipo_BRA
ifcObjectDefinition | ifcObject | ifcProduct | ifcElement | ifcDistributionElement | ifcDistributionFlowElement | ifcDistributionTerminal | ifcWasteTerminaI | FLOORTRAP | ralo sifonado | terminais de esgoto e resíduos | OST_PipeFitting
ifcObjectDefinition | ifcObject | ifcProduct | ifcElement | ifcDistributionElement | ifcDistributionFlowElement | ifcDistributionTerminal | ifcWasteTerminaI | FLOORWASTE | ralo | terminais de esgoto e resíduos | OST_PipeFitting
ifcObjectDefinition | ifcObject | ifcProduct | ifcElement | ifcDistributionElement | ifcDistributionFlowElement | ifcDistributionTerminal | ifcWasteTerminaI | GULLYSUMP | sumidouro | terminais de esgoto e resíduos | OST_PipeFitting
ifcObjectDefinition | ifcObject | ifcProduct | ifcElement | ifcDistributionElement | ifcDistributionFlowElement | ifcDistributionTerminal | ifcWasteTerminaI | GULLYTRAP | caixa sifonada | terminais de esgoto e resíduos | OST_PipeFitting
ifcObjectDefinition | ifcObject | ifcProduct | ifcElement | ifcDistributionElement | ifcDistributionFlowElement | ifcDistributionTerminal | ifcWasteTerminaI | ROOFDRAIN | ralo hemisférico | terminais de esgoto e resíduos | OST_PipeFitting
ifcObjectDefinition | ifcObject | ifcProduct | ifcElement | ifcDistributionElement | ifcDistributionFlowElement | ifcDistributionTerminal | ifcWasteTerminaI | WASTEDISPOSALUNIT | triturador de alimentos | terminais de esgoto e resíduos | OST_PipeFitting
ifcObjectDefinition | ifcObject | ifcProduct | ifcElement | ifcDistributionElement | ifcDistributionFlowElement | ifcDistributionTerminal | ifcWasteTerminaI | WASTETRAP | sifão | terminais de esgoto e resíduos | OST_PipeFitting
ifcObjectDefinition | ifcObject | ifcProduct | ifcElement | ifcDistributionElement | ifcDistributionFlowElement | ifcDistributionTerminal | ifcWasteTerminaI | USERDEFINED | definido pelo usuário | terminais de esgoto e resíduos | OST_PipeFitting
ifcObjectDefinition | ifcObject | ifcProduct | ifcElement | ifcDistributionElement | ifcDistributionFlowElement | ifcDistributionTerminal | ifcWasteTerminaI | NOTDEFINED | não definido | terminais de esgoto e resíduos | OST_PipeFitting
ifcObjectDefinition | ifcObject | ifcProduct | ifcElement | ifcBuildingElement | ifcBuildingElement | ifcWindow |  | Enum_ENU | Enum_BRA | Tipo_BRA
ifcObjectDefinition | ifcObject | ifcProduct | ifcElement | ifcBuildingElement | ifcBuildingElement | ifcWindow |  | LIGHTDOME | domo | janelas | OST_Windows
ifcObjectDefinition | ifcObject | ifcProduct | ifcElement | ifcBuildingElement | ifcBuildingElement | ifcWindow |  | SKYLIGHT | claraboia | janelas | OST_Windows
ifcObjectDefinition | ifcObject | ifcProduct | ifcElement | ifcBuildingElement | ifcBuildingElement | ifcWindow |  | WINDOW | janela | janelas | OST_Windows
ifcObjectDefinition | ifcObject | ifcProduct | ifcElement | ifcBuildingElement | ifcBuildingElement | ifcWindow |  | USERDEFINED | definido pelo usuário | janelas | OST_Windows
ifcObjectDefinition | ifcObject | ifcProduct | ifcElement | ifcBuildingElement | ifcBuildingElement | ifcWindow |  | NOTDEFINED | não definido | janelas | OST_Windows
ifcObjectDefinition | ifcObject | ifcProduct | ifcPositioningElement | ifcGrid |  |  |  | Enum_ENU | Enum_BRA | Tipo_BRA
ifcObjectDefinition | ifcObject | ifcProduct | ifcPositioningElement | ifcGrid |  |  |  | RECTANGULAR | retangular | eixos | OST_Grids
ifcObjectDefinition | ifcObject | ifcProduct | ifcPositioningElement | ifcGrid |  |  |  | RADIAL | radial | eixos | OST_Grids
ifcObjectDefinition | ifcObject | ifcProduct | ifcPositioningElement | ifcGrid |  |  |  | TRIANGULAR | triangular | eixos | OST_Grids
ifcObjectDefinition | ifcObject | ifcProduct | ifcPositioningElement | ifcGrid |  |  |  | IRREGULAR | irregular | eixos | OST_Grids
ifcObjectDefinition | ifcObject | ifcProduct | ifcPositioningElement | ifcGrid |  |  |  | USERDEFINED | definido pelo usuário | eixos | OST_Grids
ifcObjectDefinition | ifcObject | ifcProduct | ifcPositioningElement | ifcGrid |  |  |  | NOTDEFINED | não definido | eixos | OST_Grids
ifc_N1: ifcObjectDefinition; ifc_N2: ifcObject; ifc_N3: ifcControl; ifc_N4: ifcActionRequest | Enum_ENU | Enum_BRA | Tipo_BRA
ifc_N1: ifcObjectDefinition; ifc_N2: ifcObject; ifc_N3: ifcControl; ifc_N4: ifcActionRequest | EMAIL | e-mail | requisições
ifc_N1: ifcObjectDefinition; ifc_N2: ifcObject; ifc_N3: ifcControl; ifc_N4: ifcActionRequest | FAX | fax | requisições
ifc_N1: ifcObjectDefinition; ifc_N2: ifcObject; ifc_N3: ifcControl; ifc_N4: ifcActionRequest | PHONE | telefonica | requisições
ifc_N1: ifcObjectDefinition; ifc_N2: ifcObject; ifc_N3: ifcControl; ifc_N4: ifcActionRequest | POST | correio | requisições
ifc_N1: ifcObjectDefinition; ifc_N2: ifcObject; ifc_N3: ifcControl; ifc_N4: ifcActionRequest | VERBAL | verbal | requisições
ifc_N1: ifcObjectDefinition; ifc_N2: ifcObject; ifc_N3: ifcControl; ifc_N4: ifcActionRequest | USERDEFINED | definido pelo usuário | requisições
ifc_N1: ifcObjectDefinition; ifc_N2: ifcObject; ifc_N3: ifcControl; ifc_N4: ifcActionRequest | NOTDEFINED | não definido | requisições
ifc_N1: ifcObjectDefinition; ifc_N2: ifcObject; ifc_N3: ifcControl; ifc_N4: ifcCostItem | Enum_ENU | Enum_BRA | Tipo_BRA
ifc_N1: ifcObjectDefinition; ifc_N2: ifcObject; ifc_N3: ifcControl; ifc_N4: ifcCostItem | USERDEFINED | definido pelo usuário | custos
ifc_N1: ifcObjectDefinition; ifc_N2: ifcObject; ifc_N3: ifcControl; ifc_N4: ifcCostItem | NOTDEFINED | não definido | custos
ifc_N1: ifcObjectDefinition; ifc_N2: ifcObject; ifc_N3: ifcControl; ifc_N4: ifcCostSchedule | Enum_ENU | Enum_BRA | Tipo_BRA
ifc_N1: ifcObjectDefinition; ifc_N2: ifcObject; ifc_N3: ifcControl; ifc_N4: ifcCostSchedule | BUDGET | orçamento | planilhamento orçamentário | OST_Schedules
ifc_N1: ifcObjectDefinition; ifc_N2: ifcObject; ifc_N3: ifcControl; ifc_N4: ifcCostSchedule | COSTPLAN | preorçamento | planilhamento orçamentário | OST_Schedules
ifc_N1: ifcObjectDefinition; ifc_N2: ifcObject; ifc_N3: ifcControl; ifc_N4: ifcCostSchedule | ESTIMATE | estimativa | planilhamento orçamentário | OST_Schedules
ifc_N1: ifcObjectDefinition; ifc_N2: ifcObject; ifc_N3: ifcControl; ifc_N4: ifcCostSchedule | TENDER | oferta | planilhamento orçamentário | OST_Schedules
ifc_N1: ifcObjectDefinition; ifc_N2: ifcObject; ifc_N3: ifcControl; ifc_N4: ifcCostSchedule | PRICEDBILLOFQUANTITIES | contas pagas | planilhamento orçamentário | OST_Schedules
ifc_N1: ifcObjectDefinition; ifc_N2: ifcObject; ifc_N3: ifcControl; ifc_N4: ifcCostSchedule | UNPRICEDBILLOFQUANTITIES | contas a pagar | planilhamento orçamentário | OST_Schedules
ifc_N1: ifcObjectDefinition; ifc_N2: ifcObject; ifc_N3: ifcControl; ifc_N4: ifcCostSchedule | SCHEDULEOFRATES | taxas de contratação | planilhamento orçamentário | OST_Schedules
ifc_N1: ifcObjectDefinition; ifc_N2: ifcObject; ifc_N3: ifcControl; ifc_N4: ifcCostSchedule | USERDEFINED | definido pelo usuário | planilhamento orçamentário | OST_Schedules
ifc_N1: ifcObjectDefinition; ifc_N2: ifcObject; ifc_N3: ifcControl; ifc_N4: ifcCostSchedule | NOTDEFINED | não definido | planilhamento orçamentário | OST_Schedules
ifc_N1: ifcObjectDefinition; ifc_N2: ifcObject; ifc_N3: ifcControl; ifc_N4: ifcPerformanceHistory | Enum_ENU | Enum_BRA | Tipo_BRA
ifc_N1: ifcObjectDefinition; ifc_N2: ifcObject; ifc_N3: ifcControl; ifc_N4: ifcPerformanceHistory | USERDEFINED | definido pelo usuário | controle obra
ifc_N1: ifcObjectDefinition; ifc_N2: ifcObject; ifc_N3: ifcControl; ifc_N4: ifcPerformanceHistory | NOTDEFINED | não definido | controle obra
ifc_N1: ifcObjectDefinition; ifc_N2: ifcObject; ifc_N3: ifcControl; ifc_N4: ifcPermit | Enum_ENU | Enum_BRA | Tipo_BRA
ifc_N1: ifcObjectDefinition; ifc_N2: ifcObject; ifc_N3: ifcControl; ifc_N4: ifcPermit | ACCESS | de acesso | permissões
ifc_N1: ifcObjectDefinition; ifc_N2: ifcObject; ifc_N3: ifcControl; ifc_N4: ifcPermit | BUILDING | de construção | permissões
ifc_N1: ifcObjectDefinition; ifc_N2: ifcObject; ifc_N3: ifcControl; ifc_N4: ifcPermit | WORK | de trabalho | permissões
ifc_N1: ifcObjectDefinition; ifc_N2: ifcObject; ifc_N3: ifcControl; ifc_N4: ifcPermit | USERDEFINED | definido pelo usuário | permissões
ifc_N1: ifcObjectDefinition; ifc_N2: ifcObject; ifc_N3: ifcControl; ifc_N4: ifcPermit | NOTDEFINED | não definido | permissões
ifc_N1: ifcObjectDefinition; ifc_N2: ifcObject; ifc_N3: ifcControl; ifc_N4: ifcProjectOrder | Enum_ENU | Enum_BRA | Tipo_BRA
ifc_N1: ifcObjectDefinition; ifc_N2: ifcObject; ifc_N3: ifcControl; ifc_N4: ifcProjectOrder | CHANGEORDER | ordem de troca | ordens
ifc_N1: ifcObjectDefinition; ifc_N2: ifcObject; ifc_N3: ifcControl; ifc_N4: ifcProjectOrder | MAINTENANCEWORKORDER | ordem de trabalho de manutenção | ordens
ifc_N1: ifcObjectDefinition; ifc_N2: ifcObject; ifc_N3: ifcControl; ifc_N4: ifcProjectOrder | MOVEORDER | ordem de mudança | ordens
ifc_N1: ifcObjectDefinition; ifc_N2: ifcObject; ifc_N3: ifcControl; ifc_N4: ifcProjectOrder | PURCHASEORDER | ordem de compra | ordens
ifc_N1: ifcObjectDefinition; ifc_N2: ifcObject; ifc_N3: ifcControl; ifc_N4: ifcProjectOrder | WORKORDER | ordem de trabalho | ordens
ifc_N1: ifcObjectDefinition; ifc_N2: ifcObject; ifc_N3: ifcControl; ifc_N4: ifcProjectOrder | USERDEFINED | definido pelo usuário | ordens
ifc_N1: ifcObjectDefinition; ifc_N2: ifcObject; ifc_N3: ifcControl; ifc_N4: ifcProjectOrder | NOTDEFINED | não definido | ordens
ifc_N1: ifcObjectDefinition; ifc_N2: ifcObject; ifc_N3: ifcControl; ifc_N4: ifcWorkCalendar | Enum_ENU | Enum_BRA | Tipo_BRA
ifc_N1: ifcObjectDefinition; ifc_N2: ifcObject; ifc_N3: ifcControl; ifc_N4: ifcWorkCalendar | FIRSTSHIFT | primeiro turno | calendário obra
ifc_N1: ifcObjectDefinition; ifc_N2: ifcObject; ifc_N3: ifcControl; ifc_N4: ifcWorkCalendar | SECONDSHIFT | segundo turno | calendário obra
ifc_N1: ifcObjectDefinition; ifc_N2: ifcObject; ifc_N3: ifcControl; ifc_N4: ifcWorkCalendar | THIRDSHIFT | terceiro turno | calendário obra
ifc_N1: ifcObjectDefinition; ifc_N2: ifcObject; ifc_N3: ifcControl; ifc_N4: ifcWorkCalendar | USERDEFINED | definido pelo usuário | calendário obra
ifc_N1: ifcObjectDefinition; ifc_N2: ifcObject; ifc_N3: ifcControl; ifc_N4: ifcWorkCalendar | NOTDEFINED | não definido | calendário obra
ifcObjectDefinition | ifcObject | ifcControl | ifcWorkControl | ifcWorkPlan |  |  |  | Enum_ENU | Enum_BRA | Tipo_BRA
ifcObjectDefinition | ifcObject | ifcControl | ifcWorkControl | ifcWorkPlan |  |  |  | ACTUAL | real | controle laboral
ifcObjectDefinition | ifcObject | ifcControl | ifcWorkControl | ifcWorkPlan |  |  |  | BASELINE | base | controle laboral
ifcObjectDefinition | ifcObject | ifcControl | ifcWorkControl | ifcWorkPlan |  |  |  | PLANNED | planejado | controle laboral
ifcObjectDefinition | ifcObject | ifcControl | ifcWorkControl | ifcWorkPlan |  |  |  | USERDEFINED | definido pelo usuário | controle laboral
ifcObjectDefinition | ifcObject | ifcControl | ifcWorkControl | ifcWorkPlan |  |  |  | NOTDEFINED | não definido | controle laboral
ifcObjectDefinition | ifcObject | ifcControl | ifcWorkControl | ifcWorkSchedule |  |  |  | Enum_ENU | Enum_BRA | Tipo_BRA
ifcObjectDefinition | ifcObject | ifcControl | ifcWorkControl | ifcWorkSchedule |  |  |  | ACTUAL | real | cronograma obra
ifcObjectDefinition | ifcObject | ifcControl | ifcWorkControl | ifcWorkSchedule |  |  |  | BASELINE | base | cronograma obra
ifcObjectDefinition | ifcObject | ifcControl | ifcWorkControl | ifcWorkSchedule |  |  |  | PLANNED | planejado | cronograma obra
ifcObjectDefinition | ifcObject | ifcControl | ifcWorkControl | ifcWorkSchedule |  |  |  | USERDEFINED | definido pelo usuário | cronograma obra
ifcObjectDefinition | ifcObject | ifcControl | ifcWorkControl | ifcWorkSchedule |  |  |  | NOTDEFINED | não definido | cronograma obra
ifc_N1: ifcObjectDefinition; ifc_N2: ifcObject; ifc_N3: ifcActor; ifc_N4: ifcOccupant | Enum_ENU | Enum_BRA | Tipo_BRA
ifc_N1: ifcObjectDefinition; ifc_N2: ifcObject; ifc_N3: ifcActor; ifc_N4: ifcOccupant | ASSIGNEE |  | agentes
ifc_N1: ifcObjectDefinition; ifc_N2: ifcObject; ifc_N3: ifcActor; ifc_N4: ifcOccupant | ASSIGNOR |  | agentes
ifc_N1: ifcObjectDefinition; ifc_N2: ifcObject; ifc_N3: ifcActor; ifc_N4: ifcOccupant | LESSEE |  | agentes
ifc_N1: ifcObjectDefinition; ifc_N2: ifcObject; ifc_N3: ifcActor; ifc_N4: ifcOccupant | LESSOR |  | agentes
ifc_N1: ifcObjectDefinition; ifc_N2: ifcObject; ifc_N3: ifcActor; ifc_N4: ifcOccupant | LETTINGAGENT |  | agentes
ifc_N1: ifcObjectDefinition; ifc_N2: ifcObject; ifc_N3: ifcActor; ifc_N4: ifcOccupant | OWNER |  | agentes
ifc_N1: ifcObjectDefinition; ifc_N2: ifcObject; ifc_N3: ifcActor; ifc_N4: ifcOccupant | TENANT |  | agentes
ifc_N1: ifcObjectDefinition; ifc_N2: ifcObject; ifc_N3: ifcActor; ifc_N4: ifcOccupant | USERDEFINED | definido pelo usuário | agentes
ifc_N1: ifcObjectDefinition; ifc_N2: ifcObject; ifc_N3: ifcActor; ifc_N4: ifcOccupant | NOTDEFINED | não definido | agentes
ifc_N1: ifcObjectDefinition; ifc_N2: ifcObject; ifc_N3: ifcGroup; ifc_N4: ifcAsset | Enum_ENU | Enum_BRA | Tipo_BRA
ifc_N1: ifcObjectDefinition; ifc_N2: ifcObject; ifc_N3: ifcGroup; ifc_N4: ifcAsset | USERDEFINED | definido pelo usuário | recursos
ifc_N1: ifcObjectDefinition; ifc_N2: ifcObject; ifc_N3: ifcGroup; ifc_N4: ifcAsset | NOTDEFINED | não definido | recursos
ifc_N1: ifcObjectDefinition; ifc_N2: ifcObject; ifc_N3: ifcGroup; ifc_N4: ifcInventory | Enum_ENU | Enum_BRA | Tipo_BRA
ifc_N1: ifcObjectDefinition; ifc_N2: ifcObject; ifc_N3: ifcGroup; ifc_N4: ifcInventory | ASSETINVENTORY | patrimônio | inventário
ifc_N1: ifcObjectDefinition; ifc_N2: ifcObject; ifc_N3: ifcGroup; ifc_N4: ifcInventory | SPACEINVENTORY | patrimônio de espaços | inventário
ifc_N1: ifcObjectDefinition; ifc_N2: ifcObject; ifc_N3: ifcGroup; ifc_N4: ifcInventory | FURNITUREINVENTORY | patrimônio de mobiliário | inventário
ifc_N1: ifcObjectDefinition; ifc_N2: ifcObject; ifc_N3: ifcGroup; ifc_N4: ifcInventory | USERDEFINED | definido pelo usuário | inventário
ifc_N1: ifcObjectDefinition; ifc_N2: ifcObject; ifc_N3: ifcGroup; ifc_N4: ifcInventory | NOTDEFINED | não definido | inventário
ifc_N1: ifcObjectDefinition; ifc_N2: ifcObject; ifc_N3: ifcGroup; ifc_N4: ifcStructuralLoadGroup | Enum_ENU | Enum_BRA | Tipo_BRA
ifc_N1: ifcObjectDefinition; ifc_N2: ifcObject; ifc_N3: ifcGroup; ifc_N4: ifcStructuralLoadGroup | LOAD_GROUP | cargas | cargas estruturais | OST_Load | OST_PointLoads | OST_LineLoads | OST_AreaLoads
ifc_N1: ifcObjectDefinition; ifc_N2: ifcObject; ifc_N3: ifcGroup; ifc_N4: ifcStructuralLoadGroup | LOAD_CASE | carga | cargas estruturais | OST_LoadCases | OST_LoadCasesSnow | OST_LoadCasesWind | OST_LoadCasesSeismic | OST_LoadCasesDead | OST_LoadCasesLive
ifc_N1: ifcObjectDefinition; ifc_N2: ifcObject; ifc_N3: ifcGroup; ifc_N4: ifcStructuralLoadGroup | LOAD_COMBINATION | combinação de cargas | cargas estruturais | OST_LoadCases | OST_LoadCasesSnow | OST_LoadCasesWind | OST_LoadCasesSeismic | OST_LoadCasesDead | OST_LoadCasesLive
ifc_N1: ifcObjectDefinition; ifc_N2: ifcObject; ifc_N3: ifcGroup; ifc_N4: ifcStructuralLoadGroup | USERDEFINED | definido pelo usuário | cargas estruturais | OST_Load
ifc_N1: ifcObjectDefinition; ifc_N2: ifcObject; ifc_N3: ifcGroup; ifc_N4: ifcStructuralLoadGroup | NOTDEFINED | não definido | cargas estruturais | OST_Load
ifcObjectDefinition | ifcObject | ifcGroup | ifcStructuralLoadGroup | ifcStructuralLoadCase |  |  |  | Enum_ENU | Enum_BRA | Tipo_BRA
ifcObjectDefinition | ifcObject | ifcGroup | ifcStructuralLoadGroup | ifcStructuralLoadCase |  |  |  | USERDEFINED | definido pelo usuário | cargas estruturais casos | OST_LoadCasesSnow | OST_LoadCasesWind | OST_LoadCasesSeismic | OST_LoadCasesDead | OST_LoadCasesLive
ifcObjectDefinition | ifcObject | ifcGroup | ifcStructuralLoadGroup | ifcStructuralLoadCase |  |  |  | NOTDEFINED | não definido | cargas estruturais casos | OST_LoadCasesSnow | OST_LoadCasesWind | OST_LoadCasesSeismic | OST_LoadCasesDead | OST_LoadCasesLive
ifc_N1: ifcObjectDefinition; ifc_N2: ifcObject; ifc_N3: ifcGroup; ifc_N4: ifcStructuralResultGroup | Enum_ENU | Enum_BRA | Tipo_BRA
ifc_N1: ifcObjectDefinition; ifc_N2: ifcObject; ifc_N3: ifcGroup; ifc_N4: ifcStructuralResultGroup | USERDEFINED | definido pelo usuário | cargas estruturais resultados | OST_LoadCasesSnow | OST_LoadCasesWind | OST_LoadCasesSeismic | OST_LoadCasesDead | OST_LoadCasesLive
ifc_N1: ifcObjectDefinition; ifc_N2: ifcObject; ifc_N3: ifcGroup; ifc_N4: ifcStructuralResultGroup | NOTDEFINED | não definido | cargas estruturais resultados | OST_LoadCasesSnow | OST_LoadCasesWind | OST_LoadCasesSeismic | OST_LoadCasesDead | OST_LoadCasesLive
ifc_N1: ifcObjectDefinition; ifc_N2: ifcObject; ifc_N3: ifcProcess; ifc_N4: ifcEvent | Enum_ENU | Enum_BRA | Tipo_BRA
ifc_N1: ifcObjectDefinition; ifc_N2: ifcObject; ifc_N3: ifcProcess; ifc_N4: ifcEvent | STARTEVENT | inicial | eventos | OST_Phases
ifc_N1: ifcObjectDefinition; ifc_N2: ifcObject; ifc_N3: ifcProcess; ifc_N4: ifcEvent | ENDEVENT | final | eventos | OST_Phases
ifc_N1: ifcObjectDefinition; ifc_N2: ifcObject; ifc_N3: ifcProcess; ifc_N4: ifcEvent | INTERMEDIATEEVENT | intermediário | eventos | OST_Phases
ifc_N1: ifcObjectDefinition; ifc_N2: ifcObject; ifc_N3: ifcProcess; ifc_N4: ifcEvent | USERDEFINED | definido pelo usuário | eventos | OST_Phases
ifc_N1: ifcObjectDefinition; ifc_N2: ifcObject; ifc_N3: ifcProcess; ifc_N4: ifcEvent | NOTDEFINED | não definido | eventos | OST_Phases
ifc_N1: ifcObjectDefinition; ifc_N2: ifcObject; ifc_N3: ifcProcess; ifc_N4: ifcProcedure | Enum_ENU | Enum_BRA | Tipo_BRA
ifc_N1: ifcObjectDefinition; ifc_N2: ifcObject; ifc_N3: ifcProcess; ifc_N4: ifcProcedure | ADVICE_CAUTION | nota de precaução | procedimentos
ifc_N1: ifcObjectDefinition; ifc_N2: ifcObject; ifc_N3: ifcProcess; ifc_N4: ifcProcedure | ADVICE_NOTE | nota de aviso | procedimentos
ifc_N1: ifcObjectDefinition; ifc_N2: ifcObject; ifc_N3: ifcProcess; ifc_N4: ifcProcedure | ADVICE_WARNING | nota de advertência | procedimentos
ifc_N1: ifcObjectDefinition; ifc_N2: ifcObject; ifc_N3: ifcProcess; ifc_N4: ifcProcedure | CALIBRATION | calibragem | procedimentos
ifc_N1: ifcObjectDefinition; ifc_N2: ifcObject; ifc_N3: ifcProcess; ifc_N4: ifcProcedure | DIAGNOSTIC | diagnóstico | procedimentos
ifc_N1: ifcObjectDefinition; ifc_N2: ifcObject; ifc_N3: ifcProcess; ifc_N4: ifcProcedure | SHUTDOWN | encerramento | procedimentos
ifc_N1: ifcObjectDefinition; ifc_N2: ifcObject; ifc_N3: ifcProcess; ifc_N4: ifcProcedure | STARTUP | lançamento | procedimentos
ifc_N1: ifcObjectDefinition; ifc_N2: ifcObject; ifc_N3: ifcProcess; ifc_N4: ifcProcedure | USERDEFINED | definido pelo usuário | procedimentos
ifc_N1: ifcObjectDefinition; ifc_N2: ifcObject; ifc_N3: ifcProcess; ifc_N4: ifcProcedure | NOTDEFINED | não definido | procedimentos
ifc_N1: ifcObjectDefinition; ifc_N2: ifcObject; ifc_N3: ifcProcess; ifc_N4: ifcTask | Enum_ENU | Enum_BRA | Tipo_BRA
ifc_N1: ifcObjectDefinition; ifc_N2: ifcObject; ifc_N3: ifcProcess; ifc_N4: ifcTask | ATTENDANCE | atendimento | tarefas
ifc_N1: ifcObjectDefinition; ifc_N2: ifcObject; ifc_N3: ifcProcess; ifc_N4: ifcTask | CONSTRUCTION | construção | tarefas
ifc_N1: ifcObjectDefinition; ifc_N2: ifcObject; ifc_N3: ifcProcess; ifc_N4: ifcTask | DEMOLITION | demolição | tarefas
ifc_N1: ifcObjectDefinition; ifc_N2: ifcObject; ifc_N3: ifcProcess; ifc_N4: ifcTask | DISMANTLE | desmontagem | tarefas
ifc_N1: ifcObjectDefinition; ifc_N2: ifcObject; ifc_N3: ifcProcess; ifc_N4: ifcTask | DISPOSAL | descarte | tarefas
ifc_N1: ifcObjectDefinition; ifc_N2: ifcObject; ifc_N3: ifcProcess; ifc_N4: ifcTask | INSTALLATION | instalação | tarefas
ifc_N1: ifcObjectDefinition; ifc_N2: ifcObject; ifc_N3: ifcProcess; ifc_N4: ifcTask | LOGISTIC | logística | tarefas
ifc_N1: ifcObjectDefinition; ifc_N2: ifcObject; ifc_N3: ifcProcess; ifc_N4: ifcTask | MAINTENANCE | manutenção | tarefas
ifc_N1: ifcObjectDefinition; ifc_N2: ifcObject; ifc_N3: ifcProcess; ifc_N4: ifcTask | MOVE | movimentação | tarefas
ifc_N1: ifcObjectDefinition; ifc_N2: ifcObject; ifc_N3: ifcProcess; ifc_N4: ifcTask | OPERATION | operação | tarefas
ifc_N1: ifcObjectDefinition; ifc_N2: ifcObject; ifc_N3: ifcProcess; ifc_N4: ifcTask | REMOVAL | remoção | tarefas
ifc_N1: ifcObjectDefinition; ifc_N2: ifcObject; ifc_N3: ifcProcess; ifc_N4: ifcTask | RENOVATION | renovação | tarefas
ifc_N1: ifcObjectDefinition; ifc_N2: ifcObject; ifc_N3: ifcProcess; ifc_N4: ifcTask | USERDEFINED | definido pelo usuário | tarefas
ifc_N1: ifcObjectDefinition; ifc_N2: ifcObject; ifc_N3: ifcProcess; ifc_N4: ifcTask | NOTDEFINED | não definido | tarefas
ifcObjectDefinition | ifcObject | ifcResource | ifcConstructionResource | ifcConstructionEquipmentResource |  |  |  | Enum_ENU | Enum_BRA | Tipo_BRA
ifcObjectDefinition | ifcObject | ifcResource | ifcConstructionResource | ifcConstructionEquipmentResource |  |  |  | DEMOLISHING | equip. de demolição | recursos de equipamentos | OST_SpecialityEquipment
ifcObjectDefinition | ifcObject | ifcResource | ifcConstructionResource | ifcConstructionEquipmentResource |  |  |  | EARTHMOVING | equip. de movimentação terreno | recursos de equipamentos | OST_SpecialityEquipment
ifcObjectDefinition | ifcObject | ifcResource | ifcConstructionResource | ifcConstructionEquipmentResource |  |  |  | ERECTING | equip. de ereção | recursos de equipamentos | OST_SpecialityEquipment
ifcObjectDefinition | ifcObject | ifcResource | ifcConstructionResource | ifcConstructionEquipmentResource |  |  |  | HEATING | equip. de aquecimento | recursos de equipamentos | OST_SpecialityEquipment
ifcObjectDefinition | ifcObject | ifcResource | ifcConstructionResource | ifcConstructionEquipmentResource |  |  |  | LIGHTING | equip. de iluminação | recursos de equipamentos | OST_ElectricalEquipment
ifcObjectDefinition | ifcObject | ifcResource | ifcConstructionResource | ifcConstructionEquipmentResource |  |  |  | PAVING | equip. de pavimentação | recursos de equipamentos | OST_SpecialityEquipment
ifcObjectDefinition | ifcObject | ifcResource | ifcConstructionResource | ifcConstructionEquipmentResource |  |  |  | PUMPING | equip. de bombeamento | recursos de equipamentos | OST_MechanicalEquipment
ifcObjectDefinition | ifcObject | ifcResource | ifcConstructionResource | ifcConstructionEquipmentResource |  |  |  | TRANSPORTING | equip. de transporte | recursos de equipamentos | OST_SpecialityEquipment
ifcObjectDefinition | ifcObject | ifcResource | ifcConstructionResource | ifcConstructionEquipmentResource |  |  |  | USERDEFINED | definido pelo usuário | recursos de equipamentos | OST_SpecialityEquipment
ifcObjectDefinition | ifcObject | ifcResource | ifcConstructionResource | ifcConstructionEquipmentResource |  |  |  | NOTDEFINED | não definido | recursos de equipamentos | OST_SpecialityEquipment
ifcObjectDefinition | ifcObject | ifcResource | ifcConstructionResource | ifcConstructionMaterialResource |  |  |  | Enum_ENU | Enum_BRA | Tipo_BRA
ifcObjectDefinition | ifcObject | ifcResource | ifcConstructionResource | ifcConstructionMaterialResource |  |  |  | AGGREGATES | agregados | recursos de materiais | OST_Materials
ifcObjectDefinition | ifcObject | ifcResource | ifcConstructionResource | ifcConstructionMaterialResource |  |  |  | CONCRETE | concretos | recursos de materiais | OST_Materials
ifcObjectDefinition | ifcObject | ifcResource | ifcConstructionResource | ifcConstructionMaterialResource |  |  |  | DRYWALL | drywall | recursos de materiais | OST_Materials
ifcObjectDefinition | ifcObject | ifcResource | ifcConstructionResource | ifcConstructionMaterialResource |  |  |  | FUEL | combustíveis | recursos de materiais | OST_Materials
ifcObjectDefinition | ifcObject | ifcResource | ifcConstructionResource | ifcConstructionMaterialResource |  |  |  | GYPSUM | gessos | recursos de materiais | OST_Materials
ifcObjectDefinition | ifcObject | ifcResource | ifcConstructionResource | ifcConstructionMaterialResource |  |  |  | MASONRY | alvenarias | recursos de materiais | OST_Materials
ifcObjectDefinition | ifcObject | ifcResource | ifcConstructionResource | ifcConstructionMaterialResource |  |  |  | METAL | metais | recursos de materiais | OST_Materials
ifcObjectDefinition | ifcObject | ifcResource | ifcConstructionResource | ifcConstructionMaterialResource |  |  |  | PLASTIC | plásticos | recursos de materiais | OST_Materials
ifcObjectDefinition | ifcObject | ifcResource | ifcConstructionResource | ifcConstructionMaterialResource |  |  |  | WOOD | madeiras | recursos de materiais | OST_Materials
ifcObjectDefinition | ifcObject | ifcResource | ifcConstructionResource | ifcConstructionMaterialResource |  |  |  | USERDEFINED | definido pelo usuário | recursos de materiais | OST_Materials
ifcObjectDefinition | ifcObject | ifcResource | ifcConstructionResource | ifcConstructionMaterialResource |  |  |  | NOTDEFINED | não definido | recursos de materiais | OST_Materials
ifcObjectDefinition | ifcObject | ifcResource | ifcConstructionResource | ifcConstructionProductResource |  |  |  | Enum_ENU | Enum_BRA | Tipo_BRA
ifcObjectDefinition | ifcObject | ifcResource | ifcConstructionResource | ifcConstructionProductResource |  |  |  | ASSEMBLY | de montagem | recursos para produtos
ifcObjectDefinition | ifcObject | ifcResource | ifcConstructionResource | ifcConstructionProductResource |  |  |  | FORMWORK | fôrmas | recursos para produtos
ifcObjectDefinition | ifcObject | ifcResource | ifcConstructionResource | ifcConstructionProductResource |  |  |  | USERDEFINED | definido pelo usuário | recursos para produtos
ifcObjectDefinition | ifcObject | ifcResource | ifcConstructionResource | ifcConstructionProductResource |  |  |  | NOTDEFINED | não definido | recursos para produtos
ifcObjectDefinition | ifcObject | ifcResource | ifcConstructionResource | ifcCrewResource |  |  |  | Enum_ENU | Enum_BRA | Tipo_BRA
ifcObjectDefinition | ifcObject | ifcResource | ifcConstructionResource | ifcCrewResource |  |  |  | OFFICE | escritório | recursos humanos
ifcObjectDefinition | ifcObject | ifcResource | ifcConstructionResource | ifcCrewResource |  |  |  | SITE | obra | recursos humanos
ifcObjectDefinition | ifcObject | ifcResource | ifcConstructionResource | ifcCrewResource |  |  |  | USERDEFINED | definido pelo usuário | recursos humanos
ifcObjectDefinition | ifcObject | ifcResource | ifcConstructionResource | ifcCrewResource |  |  |  | NOTDEFINED | não definido | recursos humanos
ifcObjectDefinition | ifcObject | ifcResource | ifcConstructionResource | ifcLaborResource |  |  |  | Enum_ENU | Enum_BRA | Tipo_BRA
ifcObjectDefinition | ifcObject | ifcResource | ifcConstructionResource | ifcLaborResource |  |  |  | ADMINISTRATION | administrativos | recursos humanos específicos
ifcObjectDefinition | ifcObject | ifcResource | ifcConstructionResource | ifcLaborResource |  |  |  | CARPENTRY | marcenaria | recursos humanos específicos
ifcObjectDefinition | ifcObject | ifcResource | ifcConstructionResource | ifcLaborResource |  |  |  | CLEANING | limpeza | recursos humanos específicos
ifcObjectDefinition | ifcObject | ifcResource | ifcConstructionResource | ifcLaborResource |  |  |  | CONCRETE | concretos | recursos humanos específicos
ifcObjectDefinition | ifcObject | ifcResource | ifcConstructionResource | ifcLaborResource |  |  |  | DRYWALL | drywall | recursos humanos específicos
ifcObjectDefinition | ifcObject | ifcResource | ifcConstructionResource | ifcLaborResource |  |  |  | ELECTRIC | eletricista | recursos humanos específicos
ifcObjectDefinition | ifcObject | ifcResource | ifcConstructionResource | ifcLaborResource |  |  |  | FINISHING | acabamentos e marcenaria | recursos humanos específicos
ifcObjectDefinition | ifcObject | ifcResource | ifcConstructionResource | ifcLaborResource |  |  |  | FLOORING | pisos | recursos humanos específicos
ifcObjectDefinition | ifcObject | ifcResource | ifcConstructionResource | ifcLaborResource |  |  |  | GENERAL | geral | recursos humanos específicos
ifcObjectDefinition | ifcObject | ifcResource | ifcConstructionResource | ifcLaborResource |  |  |  | HVAC | HVAC | recursos humanos específicos
ifcObjectDefinition | ifcObject | ifcResource | ifcConstructionResource | ifcLaborResource |  |  |  | LANDSCAPING | jardinagem | recursos humanos específicos
ifcObjectDefinition | ifcObject | ifcResource | ifcConstructionResource | ifcLaborResource |  |  |  | MASONRY | alvenarias | recursos humanos específicos
ifcObjectDefinition | ifcObject | ifcResource | ifcConstructionResource | ifcLaborResource |  |  |  | PAINTING | pintor | recursos humanos específicos
ifcObjectDefinition | ifcObject | ifcResource | ifcConstructionResource | ifcLaborResource |  |  |  | PAVING | asfaltos | recursos humanos específicos
ifcObjectDefinition | ifcObject | ifcResource | ifcConstructionResource | ifcLaborResource |  |  |  | PLUMBING | bombeiros | recursos humanos específicos
ifcObjectDefinition | ifcObject | ifcResource | ifcConstructionResource | ifcLaborResource |  |  |  | ROOFING | telhados | recursos humanos específicos
ifcObjectDefinition | ifcObject | ifcResource | ifcConstructionResource | ifcLaborResource |  |  |  | SITEGRADING | cercas | recursos humanos específicos
ifcObjectDefinition | ifcObject | ifcResource | ifcConstructionResource | ifcLaborResource |  |  |  | STEELWORK | metálica | recursos humanos específicos
ifcObjectDefinition | ifcObject | ifcResource | ifcConstructionResource | ifcLaborResource |  |  |  | SURVEYING | agrimensura | recursos humanos específicos
ifcObjectDefinition | ifcObject | ifcResource | ifcConstructionResource | ifcLaborResource |  |  |  | USERDEFINED | definido pelo usuário | recursos humanos específicos
ifcObjectDefinition | ifcObject | ifcResource | ifcConstructionResource | ifcLaborResource |  |  |  | NOTDEFINED | não definido | recursos humanos específicos
ifcObjectDefinition | ifcObject | ifcResource | ifcConstructionResource | ifcSubContractResource |  |  |  | Enum_ENU | Enum_BRA | Tipo_BRA
ifcObjectDefinition | ifcObject | ifcResource | ifcConstructionResource | ifcSubContractResource |  |  |  | PURCHASE | fornecedores | recursos terceirizados
ifcObjectDefinition | ifcObject | ifcResource | ifcConstructionResource | ifcSubContractResource |  |  |  | WORK | operários | recursos terceirizados
ifcObjectDefinition | ifcObject | ifcResource | ifcConstructionResource | ifcSubContractResource |  |  |  | USERDEFINED | definido pelo usuário | recursos terceirizados
ifcObjectDefinition | ifcObject | ifcResource | ifcConstructionResource | ifcSubContractResource |  |  |  | NOTDEFINED | não definido | recursos terceirizados